## Sheet1
Company Code | Company Code Description | Plant | Plant Description | Storage Location | Storage Location Description | Material Type | Material Type Description | Material | Material Description | Material Group | Base Unit of Measure | Valuation Type | Unrestricted Use Stock | Quality Inspection Stock | Blocked Stock | In Transit Stock | Valuation Class | Valuation Description
7400 | UIW Sulselrabar | 7428 | PLN UP3 Makassar Selatan | 3760 | PLTD Tanakeke | ZST1 | PLN Stock Materials | 000000008010001 | FUEL;HIGH SPEED DIESEL (HSD) | ZM0801 | L | NORMAL | 9632 | 0 | 0 | 0 | 4001 | FUEL-Minyak Bakar HSD
7400 | UIW Sulselrabar | 7428 | PLN UP3 Makassar Selatan | 3760 | PLTD Tanakeke | ZST1 | PLN Stock Materials | 000000008050057 | LUBE;N;MEDITRAN S 40 | ZM0805 | L | NORMAL | 251 | 0 | 0 | 0 | 4004 | FUEL-Minyak & Pelumas
7400 | UIW Sulselrabar | 7428 | PLN UP3 Makassar Selatan | 3760 | PLTD Tanakeke | ZST1 | PLN Stock Materials | 000000008050330 | LUBE;N;MEDITRAN SX 15W-40 PLUS CI4 | ZM0805 | L | NORMAL | 480 | 0 | 0 | 0 | 4004 | FUEL-Minyak & Pelumas
7400 | UIW Sulselrabar | 7428 | PLN UP3 Makassar Selatan | 3750 | PLTD Lae-Lae | ZST1 | PLN Stock Materials | 000000008010001 | FUEL;HIGH SPEED DIESEL (HSD) | ZM0801 | L | NORMAL | 9985 | 0 | 0 | 0 | 4001 | FUEL-Minyak Bakar HSD
7400 | UIW Sulselrabar | 7428 | PLN UP3 Makassar Selatan | 3750 | PLTD Lae-Lae | ZST1 | PLN Stock Materials | 000000008050057 | LUBE;N;MEDITRAN S 40 | ZM0805 | L | NORMAL | 1228 | 0 | 0 | 0 | 4004 | FUEL-Minyak & Pelumas
7400 | UIW Sulselrabar | 7428 | PLN UP3 Makassar Selatan | 3750 | PLTD Lae-Lae | ZST1 | PLN Stock Materials | 000000008050330 | LUBE;N;MEDITRAN SX 15W-40 PLUS CI4 | ZM0805 | L | NORMAL | 846 | 0 | 0 | 0 | 4004 | FUEL-Minyak & Pelumas
7400 | UIW Sulselrabar | 7428 | PLN UP3 Makassar Selatan | 3740 | PLTD Kodingareng | ZST1 | PLN Stock Materials | 000000008010001 | FUEL;HIGH SPEED DIESEL (HSD) | ZM0801 | L | NORMAL | 10517 | 0 | 0 | 0 | 4001 | FUEL-Minyak Bakar HSD
7400 | UIW Sulselrabar | 7428 | PLN UP3 Makassar Selatan | 3740 | PLTD Kodingareng | ZST1 | PLN Stock Materials | 000000008050057 | LUBE;N;MEDITRAN S 40 | ZM0805 | L | NORMAL | 0 | 0 | 0 | 0 | 4004 | FUEL-Minyak & Pelumas
7400 | UIW Sulselrabar | 7428 | PLN UP3 Makassar Selatan | 3730 | PLTD Barrang Lmp | ZST1 | PLN Stock Materials | 000000008010001 | FUEL;HIGH SPEED DIESEL (HSD) | ZM0801 | L | NORMAL | 14019 | 0 | 0 | 0 | 4001 | FUEL-Minyak Bakar HSD
7400 | UIW Sulselrabar | 7428 | PLN UP3 Makassar Selatan | 3730 | PLTD Barrang Lmp | ZST1 | PLN Stock Materials | 000000008050057 | LUBE;N;MEDITRAN S 40 | ZM0805 | L | NORMAL | 186 | 0 | 0 | 0 | 4004 | FUEL-Minyak & Pelumas
7400 | UIW Sulselrabar | 7428 | PLN UP3 Makassar Selatan | 3730 | PLTD Barrang Lmp | ZST1 | PLN Stock Materials | 000000008050330 | LUBE;N;MEDITRAN SX 15W-40 PLUS CI4 | ZM0805 | L | NORMAL | 293 | 0 | 0 | 0 | 4004 | FUEL-Minyak & Pelumas
7400 | UIW Sulselrabar | 7428 | PLN UP3 Makassar Selatan | 2570 | Gd Ry Malino | ZST1 | PLN Stock Materials | 000000001030063 | TRF DIS;;20kV/400V;3P;160kVA;YZN5;OD | ZM0103 | U | PRE-MEMORY | 0 | 0 | 0 | 0 | 1000 | HAR-Transformator
7400 | UIW Sulselrabar | 7428 | PLN UP3 Makassar Selatan | 2570 | Gd Ry Malino | ZST1 | PLN Stock Materials | 000000001030097 | TRF DIS;D3;20kV/400V;3P;50kVA;YZN5;OD | ZM0103 | U | NORMAL | 0 | 0 | 0 | 0 | 1000 | HAR-Transformator
7400 | UIW Sulselrabar | 7428 | PLN UP3 Makassar Selatan | 2570 | Gd Ry Malino | ZST1 | PLN Stock Materials | 000000001030116 | TRF DIS;D3;20kV/231V;1P;50kVA;;OD | ZM0103 | U | PRE-MEMORY | 0 | 0 | 0 | 0 | 1000 | HAR-Transformator
7400 | UIW Sulselrabar | 7428 | PLN UP3 Makassar Selatan | 2570 | Gd Ry Malino | ZST1 | PLN Stock Materials | 000000001030180 | TRF DIS;NCSP;11,7kV/231V;1P;50kVA;Iio;OD | ZM0103 | BH | NORMAL | 0 | 0 | 0 | 0 | 1000 | HAR-Transformator
7400 | UIW Sulselrabar | 7428 | PLN UP3 Makassar Selatan | 2570 | Gd Ry Malino | ZST1 | PLN Stock Materials | 000000002030022 | DS;K;20kV;3P;630A;;;OD | ZM0203 | U | NORMAL | 0 | 0 | 0 | 0 | 1001 | HAR-Switchgear&Jaringan
7400 | UIW Sulselrabar | 7428 | PLN UP3 Makassar Selatan | 2570 | Gd Ry Malino | ZST1 | PLN Stock Materials | 000000002050097 | CT;380/220V;RING;100/5A;1;5VA;P | ZM0205 | BH | NORMAL | 0 | 0 | 0 | 0 | 1001 | HAR-Switchgear&Jaringan
7400 | UIW Sulselrabar | 7428 | PLN UP3 Makassar Selatan | 2570 | Gd Ry Malino | ZST1 | PLN Stock Materials | 000000002050109 | CT;380/220V;RING;300/5A;0.5;5VA;P | ZM0205 | BH | NORMAL | 3 | 0 | 0 | 0 | 1001 | HAR-Switchgear&Jaringan
7400 | UIW Sulselrabar | 7428 | PLN UP3 Makassar Selatan | 2570 | Gd Ry Malino | ZST1 | PLN Stock Materials | 000000002090032 | LA;20-24kV;K;10kA;POLYMER;; | ZM0209 | BH | PRE-MEMORY | 0 | 0 | 0 | 0 | 1001 | HAR-Switchgear&Jaringan
7400 | UIW Sulselrabar | 7428 | PLN UP3 Makassar Selatan | 2570 | Gd Ry Malino | ZST1 | PLN Stock Materials | 000000002090032 | LA;20-24kV;K;10kA;POLYMER;; | ZM0209 | BH | NORMAL | 3 | 0 | 0 | 0 | 1001 | HAR-Switchgear&Jaringan
7400 | UIW Sulselrabar | 7428 | PLN UP3 Makassar Selatan | 2570 | Gd Ry Malino | ZST1 | PLN Stock Materials | 000000002190052 | MTR;kWH M;;3P;220/380V;20-60A;2;ST;4W | ZM0219 | BH | PRE-MEMORY | 0 | 0 | 0 | 0 | 1003 | HAR-Alat Ukur
7400 | UIW Sulselrabar | 7428 | PLN UP3 Makassar Selatan | 2570 | Gd Ry Malino | ZST1 | PLN Stock Materials | 000000002190058 | MTR;kWH M;;3P;220/380V;5-20A;2;ST;4W | ZM0219 | BH | PRE-MEMORY | 0 | 0 | 0 | 0 | 1003 | HAR-Alat Ukur
7400 | UIW Sulselrabar | 7428 | PLN UP3 Makassar Selatan | 2570 | Gd Ry Malino | ZST1 | PLN Stock Materials | 000000002190096 | MTR;KWHMCOM;;1P;230V;5-20A MINMCB;2;ST; | ZM0219 | BH | PRE-MEMORY | 0 | 0 | 0 | 0 | 1003 | HAR-Alat Ukur
7400 | UIW Sulselrabar | 7428 | PLN UP3 Makassar Selatan | 2570 | Gd Ry Malino | ZST1 | PLN Stock Materials | 000000002190210 | MTR;kWH M;;3P;220/380V;5-20A;1;ST;4W | ZM0219 | BH | NORMAL | 0 | 0 | 0 | 0 | 1003 | HAR-Alat Ukur
7400 | UIW Sulselrabar | 7428 | PLN UP3 Makassar Selatan | 2570 | Gd Ry Malino | ZST1 | PLN Stock Materials | 000000002190218 | MTR;kWH E;;3P;230/400V;5-80A;1;;4W | ZM0219 | BH | NORMAL | 27 | 0 | 0 | 0 | 1003 | HAR-Alat Ukur
7400 | UIW Sulselrabar | 7428 | PLN UP3 Makassar Selatan | 2570 | Gd Ry Malino | ZST1 | PLN Stock Materials | 000000002190224 | MTR;kWH E-PR;;1P;230V;5-60A;1;;2W | ZM0219 | BH | PRE-MEMORY | 0 | 0 | 0 | 0 | 1003 | HAR-Alat Ukur
7400 | UIW Sulselrabar | 7428 | PLN UP3 Makassar Selatan | 2570 | Gd Ry Malino | ZST1 | PLN Stock Materials | 000000002190224 | MTR;kWH E-PR;;1P;230V;5-60A;1;;2W | ZM0219 | BH | NORMAL | 323 | 0 | 0 | 0 | 1003 | HAR-Alat Ukur
7400 | UIW Sulselrabar | 7428 | PLN UP3 Makassar Selatan | 2570 | Gd Ry Malino | ZST1 | PLN Stock Materials | 000000002190231 | MTR;kWH E;;1P;230V;5-40A;1;;2W | ZM0219 | BH | PRE-MEMORY | 0 | 0 | 0 | 0 | 1003 | HAR-Alat Ukur
7400 | UIW Sulselrabar | 7428 | PLN UP3 Makassar Selatan | 2570 | Gd Ry Malino | ZST1 | PLN Stock Materials | 000000002190231 | MTR;kWH E;;1P;230V;5-40A;1;;2W | ZM0219 | BH | NORMAL | 50 | 0 | 0 | 0 | 1003 | HAR-Alat Ukur
7400 | UIW Sulselrabar | 7428 | PLN UP3 Makassar Selatan | 2570 | Gd Ry Malino | ZST1 | PLN Stock Materials | 000000002190234 | MTR;kWH ECOM;;1P;230V;5-40A-10A;1;;2W | ZM0219 | BH | PRE-MEMORY | 0 | 0 | 0 | 0 | 1003 | HAR-Alat Ukur
7400 | UIW Sulselrabar | 7428 | PLN UP3 Makassar Selatan | 2570 | Gd Ry Malino | ZST1 | PLN Stock Materials | 000000002190253 | MTR;kWH E;3P;230/400V;5-10A;1;;4W | ZM0219 | BH | NORMAL | 0 | 0 | 0 | 0 | 1003 | HAR-Alat Ukur
7400 | UIW Sulselrabar | 7428 | PLN UP3 Makassar Selatan | 2570 | Gd Ry Malino | ZST1 | PLN Stock Materials | 000000002200004 | MTR ACC;SEGEL PLASTIC | ZM0220 | BH | PRE-MEMORY | 0 | 0 | 0 | 0 | 1003 | HAR-Alat Ukur
7400 | UIW Sulselrabar | 7428 | PLN UP3 Makassar Selatan | 2570 | Gd Ry Malino | ZST1 | PLN Stock Materials | 000000002200004 | MTR ACC;SEGEL PLASTIC | ZM0220 | BH | NORMAL | 0 | 0 | 0 | 0 | 1003 | HAR-Alat Ukur
7400 | UIW Sulselrabar | 7428 | PLN UP3 Makassar Selatan | 2570 | Gd Ry Malino | ZST1 | PLN Stock Materials | 000000002200016 | MTR ACC;SEGEL PUTAR PLASTIC | ZM0220 | BH | PRE-MEMORY | 0 | 0 | 0 | 0 | 1003 | HAR-Alat Ukur
7400 | UIW Sulselrabar | 7428 | PLN UP3 Makassar Selatan | 2570 | Gd Ry Malino | ZST1 | PLN Stock Materials | 000000002200023 | MTR ACC;MODEM GSM/56KBPS | ZM0220 | BH | NORMAL | 0 | 0 | 0 | 0 | 1003 | HAR-Alat Ukur
7400 | UIW Sulselrabar | 7428 | PLN UP3 Makassar Selatan | 2570 | Gd Ry Malino | ZST1 | PLN Stock Materials | 000000002240024 | FUSE;380/220V;100A;SQUARE;1 | ZM0224 | BH | NORMAL | 67 | 0 | 0 | 0 | 1001 | HAR-Switchgear&Jaringan
7400 | UIW Sulselrabar | 7428 | PLN UP3 Makassar Selatan | 2570 | Gd Ry Malino | ZST1 | PLN Stock Materials | 000000002240029 | FUSE;380/220V;125A;SQUARE;1 | ZM0224 | BH | NORMAL | 50 | 0 | 0 | 0 | 1001 | HAR-Switchgear&Jaringan
7400 | UIW Sulselrabar | 7428 | PLN UP3 Makassar Selatan | 2570 | Gd Ry Malino | ZST1 | PLN Stock Materials | 000000002240048 | FUSE;380/220V;300A;SQUARE;2 | ZM0224 | BH | NORMAL | 16 | 0 | 0 | 0 | 1001 | HAR-Switchgear&Jaringan
7400 | UIW Sulselrabar | 7428 | PLN UP3 Makassar Selatan | 2570 | Gd Ry Malino | ZST1 | PLN Stock Materials | 000000002240067 | FUSE;380/220V;63A;SQUARE;1 | ZM0224 | BH | NORMAL | 0 | 0 | 0 | 0 | 1001 | HAR-Switchgear&Jaringan
7400 | UIW Sulselrabar | 7428 | PLN UP3 Makassar Selatan | 2570 | Gd Ry Malino | ZST1 | PLN Stock Materials | 000000002240072 | FUSE;380/220V;80A;SQUARE;1 | ZM0224 | BH | NORMAL | 0 | 0 | 0 | 0 | 1001 | HAR-Switchgear&Jaringan
7400 | UIW Sulselrabar | 7428 | PLN UP3 Makassar Selatan | 2570 | Gd Ry Malino | ZST1 | PLN Stock Materials | 000000002240113 | FUSE;380/220V;250A;SQUARE;2 | ZM0224 | BH | PRE-MEMORY | 0 | 0 | 0 | 0 | 1001 | HAR-Switchgear&Jaringan
7400 | UIW Sulselrabar | 7428 | PLN UP3 Makassar Selatan | 2570 | Gd Ry Malino | ZST1 | PLN Stock Materials | 000000002240118 | FUSE;380/220V;63A;SQUARE;2 | ZM0224 | BH | PRE-MEMORY | 0 | 0 | 0 | 0 | 1001 | HAR-Switchgear&Jaringan
7400 | UIW Sulselrabar | 7428 | PLN UP3 Makassar Selatan | 2570 | Gd Ry Malino | ZST1 | PLN Stock Materials | 000000002240118 | FUSE;380/220V;63A;SQUARE;2 | ZM0224 | BH | NORMAL | 0 | 0 | 0 | 0 | 1001 | HAR-Switchgear&Jaringan
7400 | UIW Sulselrabar | 7428 | PLN UP3 Makassar Selatan | 2570 | Gd Ry Malino | ZST1 | PLN Stock Materials | 000000002240119 | FUSE;380/220V;80A;SQUARE;2 | ZM0224 | BH | PRE-MEMORY | 0 | 0 | 0 | 0 | 1001 | HAR-Switchgear&Jaringan
7400 | UIW Sulselrabar | 7428 | PLN UP3 Makassar Selatan | 2570 | Gd Ry Malino | ZST1 | PLN Stock Materials | 000000002240120 | FUSE;380/220V;100A;SQUARE;2 | ZM0224 | BH | NORMAL | 0 | 0 | 0 | 0 | 1001 | HAR-Switchgear&Jaringan
7400 | UIW Sulselrabar | 7428 | PLN UP3 Makassar Selatan | 2570 | Gd Ry Malino | ZST1 | PLN Stock Materials | 000000002240121 | FUSE;380/220V;125A;SQUARE;2 | ZM0224 | BH | PRE-MEMORY | 0 | 0 | 0 | 0 | 1001 | HAR-Switchgear&Jaringan
7400 | UIW Sulselrabar | 7428 | PLN UP3 Makassar Selatan | 2570 | Gd Ry Malino | ZST1 | PLN Stock Materials | 000000002240121 | FUSE;380/220V;125A;SQUARE;2 | ZM0224 | BH | NORMAL | 0 | 0 | 0 | 0 | 1001 | HAR-Switchgear&Jaringan
7400 | UIW Sulselrabar | 7428 | PLN UP3 Makassar Selatan | 2570 | Gd Ry Malino | ZST1 | PLN Stock Materials | 000000002240122 | FUSE;380/220V;160A;SQUARE;2 | ZM0224 | BH | PRE-MEMORY | 0 | 0 | 0 | 0 | 1001 | HAR-Switchgear&Jaringan
7400 | UIW Sulselrabar | 7428 | PLN UP3 Makassar Selatan | 2570 | Gd Ry Malino | ZST1 | PLN Stock Materials | 000000002240122 | FUSE;380/220V;160A;SQUARE;2 | ZM0224 | BH | NORMAL | 0 | 0 | 0 | 0 | 1001 | HAR-Switchgear&Jaringan
7400 | UIW Sulselrabar | 7428 | PLN UP3 Makassar Selatan | 2570 | Gd Ry Malino | ZST1 | PLN Stock Materials | 000000002240123 | FUSE;380/220V;200A;SQUARE;2 | ZM0224 | BH | PRE-MEMORY | 0 | 0 | 0 | 0 | 1001 | HAR-Switchgear&Jaringan
7400 | UIW Sulselrabar | 7428 | PLN UP3 Makassar Selatan | 2570 | Gd Ry Malino | ZST1 | PLN Stock Materials | 000000002240123 | FUSE;380/220V;200A;SQUARE;2 | ZM0224 | BH | NORMAL | 12 | 0 | 0 | 0 | 1001 | HAR-Switchgear&Jaringan
7400 | UIW Sulselrabar | 7428 | PLN UP3 Makassar Selatan | 2570 | Gd Ry Malino | ZST1 | PLN Stock Materials | 000000003030030 | POLE;STEEL;20kV;CIRCL;11m;200daN;; | ZM0303 | BTG | PRE-MEMORY | 0 | 0 | 0 | 0 | 1004 | HAR-Menara&Tiang
7400 | UIW Sulselrabar | 7428 | PLN UP3 Makassar Selatan | 2570 | Gd Ry Malino | ZST1 | PLN Stock Materials | 000000003030030 | POLE;STEEL;20kV;CIRCL;11m;200daN;; | ZM0303 | BTG | NORMAL | 0 | 0 | 0 | 0 | 1004 | HAR-Menara&Tiang
7400 | UIW Sulselrabar | 7428 | PLN UP3 Makassar Selatan | 2570 | Gd Ry Malino | ZST1 | PLN Stock Materials | 000000003030041 | POLE;STEEL;220V;CIRCL;9m;200daN;; | ZM0303 | BTG | NORMAL | 0 | 0 | 0 | 0 | 1004 | HAR-Menara&Tiang
7400 | UIW Sulselrabar | 7428 | PLN UP3 Makassar Selatan | 2570 | Gd Ry Malino | ZST1 | PLN Stock Materials | 000000003040245 | POLE ACC;CR ARM UNP100X50X5X2000mm GALV | ZM0304 | BH | PRE-MEMORY | 0 | 0 | 0 | 0 | 1004 | HAR-Menara&Tiang
7400 | UIW Sulselrabar | 7428 | PLN UP3 Makassar Selatan | 2570 | Gd Ry Malino | ZST1 | PLN Stock Materials | 000000003040324 | POLE ACC;YOKES/STOPING BUCKLE | ZM0304 | BH | NORMAL | 0 | 0 | 0 | 0 | 1004 | HAR-Menara&Tiang
7400 | UIW Sulselrabar | 7428 | PLN UP3 Makassar Selatan | 2570 | Gd Ry Malino | ZST1 | PLN Stock Materials | 000000003050001 | CONDUCTOR;AAAC;150mm2;44kN | ZM0305 | M | PRE-MEMORY | 0 | 0 | 0 | 0 | 1001 | HAR-Switchgear&Jaringan
7400 | UIW Sulselrabar | 7428 | PLN UP3 Makassar Selatan | 2570 | Gd Ry Malino | ZST1 | PLN Stock Materials | 000000003050030 | CONDUCTOR;CU;50mm2;19.28kN | ZM0305 | M | PRE-MEMORY | 0 | 0 | 0 | 0 | 1001 | HAR-Switchgear&Jaringan
7400 | UIW Sulselrabar | 7428 | PLN UP3 Makassar Selatan | 2570 | Gd Ry Malino | ZST1 | PLN Stock Materials | 000000003050081 | CONDUCTOR;AAAC;70mm2; | ZM0305 | M | PRE-MEMORY | 0 | 0 | 0 | 0 | 1001 | HAR-Switchgear&Jaringan
7400 | UIW Sulselrabar | 7428 | PLN UP3 Makassar Selatan | 2570 | Gd Ry Malino | ZST1 | PLN Stock Materials | 000000003050081 | CONDUCTOR;AAAC;70mm2; | ZM0305 | M | NORMAL | 0 | 0 | 0 | 0 | 1001 | HAR-Switchgear&Jaringan
7400 | UIW Sulselrabar | 7428 | PLN UP3 Makassar Selatan | 2570 | Gd Ry Malino | ZST1 | PLN Stock Materials | 000000003050084 | CONDUCTOR;AAAC-S;150mm2; | ZM0305 | M | NORMAL | 0 | 0 | 0 | 0 | 1001 | HAR-Switchgear&Jaringan
7400 | UIW Sulselrabar | 7428 | PLN UP3 Makassar Selatan | 2570 | Gd Ry Malino | ZST1 | PLN Stock Materials | 000000003050088 | CONDUCTOR;AAAC-S;70mm2; | ZM0305 | M | PRE-MEMORY | 0 | 0 | 0 | 0 | 1001 | HAR-Switchgear&Jaringan
7400 | UIW Sulselrabar | 7428 | PLN UP3 Makassar Selatan | 2570 | Gd Ry Malino | ZST1 | PLN Stock Materials | 000000003050088 | CONDUCTOR;AAAC-S;70mm2; | ZM0305 | M | NORMAL | 0 | 0 | 0 | 0 | 1001 | HAR-Switchgear&Jaringan
7400 | UIW Sulselrabar | 7428 | PLN UP3 Makassar Selatan | 2570 | Gd Ry Malino | ZST1 | PLN Stock Materials | 000000003060027 | COND ACC;JOINT SLEEVE AL 150mm2 COMP | ZM0306 | BH | PRE-MEMORY | 0 | 0 | 0 | 0 | 1001 | HAR-Switchgear&Jaringan
7400 | UIW Sulselrabar | 7428 | PLN UP3 Makassar Selatan | 2570 | Gd Ry Malino | ZST1 | PLN Stock Materials | 000000003060062 | COND ACC;TEKEP ISOLATOR 20KV L150MM2 EXT | ZM0306 | SET | NORMAL | 0 | 0 | 0 | 0 | 1001 | HAR-Switchgear&Jaringan
7400 | UIW Sulselrabar | 7428 | PLN UP3 Makassar Selatan | 2570 | Gd Ry Malino | ZST1 | PLN Stock Materials | 000000003060122 | COND ACC;DEAD END ASSEMBLY | ZM0306 | BH | NORMAL | 0 | 0 | 0 | 0 | 1001 | HAR-Switchgear&Jaringan
7400 | UIW Sulselrabar | 7428 | PLN UP3 Makassar Selatan | 2570 | Gd Ry Malino | ZST1 | PLN Stock Materials | 000000003060128 | COND ACC;NON TENSION JOINT AL 35mm2 | ZM0306 | BH | PRE-MEMORY | 0 | 0 | 0 | 0 | 1001 | HAR-Switchgear&Jaringan
7400 | UIW Sulselrabar | 7428 | PLN UP3 Makassar Selatan | 2570 | Gd Ry Malino | ZST1 | PLN Stock Materials | 000000003060130 | COND ACC;NON TENSION JOINT AL 70mm2 | ZM0306 | BH | PRE-MEMORY | 0 | 0 | 0 | 0 | 1001 | HAR-Switchgear&Jaringan
7400 | UIW Sulselrabar | 7428 | PLN UP3 Makassar Selatan | 2570 | Gd Ry Malino | ZST1 | PLN Stock Materials | 000000003060137 | COND ACC;JOINT SLEEVE AL 70mm2 INSUL | ZM0306 | BH | PRE-MEMORY | 0 | 0 | 0 | 0 | 1001 | HAR-Switchgear&Jaringan
7400 | UIW Sulselrabar | 7428 | PLN UP3 Makassar Selatan | 2570 | Gd Ry Malino | ZST1 | PLN Stock Materials | 000000003060141 | COND ACC;JOINT SLEEVE AL 35mm2 | ZM0306 | BH | NORMAL | 0 | 0 | 0 | 0 | 1001 | HAR-Switchgear&Jaringan
7400 | UIW Sulselrabar | 7428 | PLN UP3 Makassar Selatan | 2570 | Gd Ry Malino | ZST1 | PLN Stock Materials | 000000003060142 | COND ACC;JOINT SLEEVE AL 50mm2 | ZM0306 | BH | NORMAL | 0 | 0 | 0 | 0 | 1001 | HAR-Switchgear&Jaringan
7400 | UIW Sulselrabar | 7428 | PLN UP3 Makassar Selatan | 2570 | Gd Ry Malino | ZST1 | PLN Stock Materials | 000000003060143 | COND ACC;JOINT SLEEVE AL 70mm2 | ZM0306 | BH | NORMAL | 0 | 0 | 0 | 0 | 1001 | HAR-Switchgear&Jaringan
7400 | UIW Sulselrabar | 7428 | PLN UP3 Makassar Selatan | 2570 | Gd Ry Malino | ZST1 | PLN Stock Materials | 000000003060145 | COND ACC;JOINT SLEEVE AL 150mm2 | ZM0306 | BH | NORMAL | 8 | 0 | 0 | 0 | 1001 | HAR-Switchgear&Jaringan
7400 | UIW Sulselrabar | 7428 | PLN UP3 Makassar Selatan | 2570 | Gd Ry Malino | ZST1 | PLN Stock Materials | 000000003060185 | COND ACC;TAP CONNECOR KEDAP AIR 6-25 | ZM0306 | BH | PRE-MEMORY | 0 | 0 | 0 | 0 | 1001 | HAR-Switchgear&Jaringan
7400 | UIW Sulselrabar | 7428 | PLN UP3 Makassar Selatan | 2570 | Gd Ry Malino | ZST1 | PLN Stock Materials | 000000003060185 | COND ACC;TAP CONNECOR KEDAP AIR 6-25 | ZM0306 | BH | NORMAL | 0 | 0 | 0 | 0 | 1001 | HAR-Switchgear&Jaringan
7400 | UIW Sulselrabar | 7428 | PLN UP3 Makassar Selatan | 2570 | Gd Ry Malino | ZST1 | PLN Stock Materials | 000000003060315 | COND ACC;JOINT ALCU 35-35mm2 COMP | ZM0306 | BH | NORMAL | 0 | 0 | 0 | 0 | 1001 | HAR-Switchgear&Jaringan
7400 | UIW Sulselrabar | 7428 | PLN UP3 Makassar Selatan | 2570 | Gd Ry Malino | ZST1 | PLN Stock Materials | 000000003060319 | COND ACC;JOINT ALCU 50-70mm2 COMP | ZM0306 | BH | NORMAL | 0 | 0 | 0 | 0 | 1001 | HAR-Switchgear&Jaringan
7400 | UIW Sulselrabar | 7428 | PLN UP3 Makassar Selatan | 2570 | Gd Ry Malino | ZST1 | PLN Stock Materials | 000000003060348 | COND ACC;NON TENSION JOINT ALCU 70mm2 | ZM0306 | BH | NORMAL | 53 | 0 | 0 | 0 | 1001 | HAR-Switchgear&Jaringan
7400 | UIW Sulselrabar | 7428 | PLN UP3 Makassar Selatan | 2570 | Gd Ry Malino | ZST1 | PLN Stock Materials | 000000003060597 | COND ACC;TEKEP ISOLATOR 20KV L70 MM2 | ZM0306 | BH | NORMAL | 0 | 0 | 0 | 0 | 1001 | HAR-Switchgear&Jaringan
7400 | UIW Sulselrabar | 7428 | PLN UP3 Makassar Selatan | 2570 | Gd Ry Malino | ZST1 | PLN Stock Materials | 000000003060598 | COND ACC;TEKEP ISOLATOR 20KV L150 MM2 | ZM0306 | BH | NORMAL | 0 | 0 | 0 | 0 | 1001 | HAR-Switchgear&Jaringan
7400 | UIW Sulselrabar | 7428 | PLN UP3 Makassar Selatan | 2570 | Gd Ry Malino | ZST1 | PLN Stock Materials | 000000003060599 | COND ACC;TEKEP ISOLATOR 20KV B70 MM2 | ZM0306 | BH | NORMAL | 0 | 0 | 0 | 0 | 1001 | HAR-Switchgear&Jaringan
7400 | UIW Sulselrabar | 7428 | PLN UP3 Makassar Selatan | 2570 | Gd Ry Malino | ZST1 | PLN Stock Materials | 000000003060600 | COND ACC;TEKEP ISOLATOR 20KV B150 MM2 | ZM0306 | BH | PRE-MEMORY | 0 | 0 | 0 | 0 | 1001 | HAR-Switchgear&Jaringan
7400 | UIW Sulselrabar | 7428 | PLN UP3 Makassar Selatan | 2570 | Gd Ry Malino | ZST1 | PLN Stock Materials | 000000003060600 | COND ACC;TEKEP ISOLATOR 20KV B150 MM2 | ZM0306 | BH | NORMAL | 0 | 0 | 0 | 0 | 1001 | HAR-Switchgear&Jaringan
7400 | UIW Sulselrabar | 7428 | PLN UP3 Makassar Selatan | 2570 | Gd Ry Malino | ZST1 | PLN Stock Materials | 000000003061426 | COND ACC;TEKEP ISOLATOR 20KV L70MM2 EXT | ZM0306 | U | NORMAL | 0 | 0 | 0 | 0 | 1001 | HAR-Switchgear&Jaringan
7400 | UIW Sulselrabar | 7428 | PLN UP3 Makassar Selatan | 2570 | Gd Ry Malino | ZST1 | PLN Stock Materials | 000000003070151 | ISOLATOR;PINPOST;PORC;24KV;;12.5kN | ZM0307 | BH | PRE-MEMORY | 0 | 0 | 0 | 0 | 1001 | HAR-Switchgear&Jaringan
7400 | UIW Sulselrabar | 7428 | PLN UP3 Makassar Selatan | 2570 | Gd Ry Malino | ZST1 | PLN Stock Materials | 000000003070151 | ISOLATOR;PINPOST;PORC;24KV;;12.5kN | ZM0307 | BH | NORMAL | 21 | 0 | 0 | 0 | 1001 | HAR-Switchgear&Jaringan
7400 | UIW Sulselrabar | 7428 | PLN UP3 Makassar Selatan | 2570 | Gd Ry Malino | ZST1 | PLN Stock Materials | 000000003070152 | ISOLATOR;LINEPOST;POLYMER;24KV;;12.5kN | ZM0307 | BH | NORMAL | 0 | 0 | 0 | 0 | 1001 | HAR-Switchgear&Jaringan
7400 | UIW Sulselrabar | 7428 | PLN UP3 Makassar Selatan | 2570 | Gd Ry Malino | ZST1 | PLN Stock Materials | 000000003070154 | ISOLATOR;SUSP;POLYMER;24KV;;70kN | ZM0307 | BH | NORMAL | 3 | 0 | 0 | 0 | 1001 | HAR-Switchgear&Jaringan
7400 | UIW Sulselrabar | 7428 | PLN UP3 Makassar Selatan | 2570 | Gd Ry Malino | ZST1 | PLN Stock Materials | 000000003070155 | ISOLATOR;SUSP;PORC;24KV;;70kN | ZM0307 | SET | PRE-MEMORY | 0 | 0 | 0 | 0 | 1001 | HAR-Switchgear&Jaringan
7400 | UIW Sulselrabar | 7428 | PLN UP3 Makassar Selatan | 2570 | Gd Ry Malino | ZST1 | PLN Stock Materials | 000000003100061 | STRINGSET ACC;STRAIN CLAMP 150-240 mm2 | ZM0310 | BH | PRE-MEMORY | 0 | 0 | 0 | 0 | 1001 | HAR-Switchgear&Jaringan
7400 | UIW Sulselrabar | 7428 | PLN UP3 Makassar Selatan | 2570 | Gd Ry Malino | ZST1 | PLN Stock Materials | 000000003100063 | STRINGSET ACC;STRAIN CLAMP 70-150 mm2 | ZM0310 | BH | NORMAL | 0 | 0 | 0 | 0 | 1001 | HAR-Switchgear&Jaringan
7400 | UIW Sulselrabar | 7428 | PLN UP3 Makassar Selatan | 2570 | Gd Ry Malino | ZST1 | PLN Stock Materials | 000000003110025 | CABLE PWR;NFA2X;2X10mm2;0.6/1kV;OH | ZM0311 | M | PRE-MEMORY | 0 | 0 | 0 | 0 | 1001 | HAR-Switchgear&Jaringan
7400 | UIW Sulselrabar | 7428 | PLN UP3 Makassar Selatan | 2570 | Gd Ry Malino | ZST1 | PLN Stock Materials | 000000003110025 | CABLE PWR;NFA2X;2X10mm2;0.6/1kV;OH | ZM0311 | M | NORMAL | 3000 | 0 | 0 | 0 | 1001 | HAR-Switchgear&Jaringan
7400 | UIW Sulselrabar | 7428 | PLN UP3 Makassar Selatan | 2570 | Gd Ry Malino | ZST1 | PLN Stock Materials | 000000003110026 | CABLE PWR;NFA2X;2X16mm2;0.6/1kV;OH | ZM0311 | M | NORMAL | 0 | 0 | 0 | 0 | 1001 | HAR-Switchgear&Jaringan
7400 | UIW Sulselrabar | 7428 | PLN UP3 Makassar Selatan | 2570 | Gd Ry Malino | ZST1 | PLN Stock Materials | 000000003110029 | CABLE PWR;NFA2X;4X16mm2;0.6/1kV;OH | ZM0311 | M | NORMAL | 0 | 0 | 0 | 0 | 1001 | HAR-Switchgear&Jaringan
7400 | UIW Sulselrabar | 7428 | PLN UP3 Makassar Selatan | 2570 | Gd Ry Malino | ZST1 | PLN Stock Materials | 000000003110038 | CABLE PWR;NFA2X-T;3X35+1X25;0.6/1kV;OH | ZM0311 | M | PRE-MEMORY | 0 | 0 | 0 | 0 | 1001 | HAR-Switchgear&Jaringan
7400 | UIW Sulselrabar | 7428 | PLN UP3 Makassar Selatan | 2570 | Gd Ry Malino | ZST1 | PLN Stock Materials | 000000003110038 | CABLE PWR;NFA2X-T;3X35+1X25;0.6/1kV;OH | ZM0311 | M | NORMAL | 0 | 0 | 0 | 0 | 1001 | HAR-Switchgear&Jaringan
7400 | UIW Sulselrabar | 7428 | PLN UP3 Makassar Selatan | 2570 | Gd Ry Malino | ZST1 | PLN Stock Materials | 000000003110039 | CABLE PWR;NFA2X-T;3X35+1X35;0.6/1kV;OH | ZM0311 | M | NORMAL | 0 | 0 | 0 | 0 | 1001 | HAR-Switchgear&Jaringan
7400 | UIW Sulselrabar | 7428 | PLN UP3 Makassar Selatan | 2570 | Gd Ry Malino | ZST1 | PLN Stock Materials | 000000003110041 | CABLE PWR;NFA2X-T;3X70+1X50;0.6/1kV;OH | ZM0311 | M | NORMAL | 0 | 0 | 0 | 0 | 1001 | HAR-Switchgear&Jaringan
7400 | UIW Sulselrabar | 7428 | PLN UP3 Makassar Selatan | 2570 | Gd Ry Malino | ZST1 | PLN Stock Materials | 000000003110064 | CABLE PWR;NYY;1X70mm2;0.6/1kV;OH | ZM0311 | M | NORMAL | 0 | 0 | 0 | 0 | 1001 | HAR-Switchgear&Jaringan
7400 | UIW Sulselrabar | 7428 | PLN UP3 Makassar Selatan | 2570 | Gd Ry Malino | ZST1 | PLN Stock Materials | 000000003110514 | CABLE PWR;NYY;1X70mm2;0.6/1kV;Opstig | ZM0311 | M | NORMAL | 0 | 0 | 0 | 0 | 1001 | HAR-Switchgear&Jaringan
7400 | UIW Sulselrabar | 7428 | PLN UP3 Makassar Selatan | 2570 | Gd Ry Malino | ZST1 | PLN Stock Materials | 000000003110542 | CABLE PWR;NFA2X-T;3X70+1X70;0.6/1kV;OH | ZM0311 | M | NORMAL | 0 | 0 | 0 | 0 | 1001 | HAR-Switchgear&Jaringan
7400 | UIW Sulselrabar | 7428 | PLN UP3 Makassar Selatan | 2570 | Gd Ry Malino | ZST1 | PLN Stock Materials | 000000003120017 | CABLE PWR ACC;CABLE SHOE CU 50mm2 | ZM0312 | BH | PRE-MEMORY | 0 | 0 | 0 | 0 | 1001 | HAR-Switchgear&Jaringan
7400 | UIW Sulselrabar | 7428 | PLN UP3 Makassar Selatan | 2570 | Gd Ry Malino | ZST1 | PLN Stock Materials | 000000003120017 | CABLE PWR ACC;CABLE SHOE CU 50mm2 | ZM0312 | BH | NORMAL | 0 | 0 | 0 | 0 | 1001 | HAR-Switchgear&Jaringan
7400 | UIW Sulselrabar | 7428 | PLN UP3 Makassar Selatan | 2570 | Gd Ry Malino | ZST1 | PLN Stock Materials | 000000003120018 | CABLE PWR ACC;CABLE SHOE CU 95mm2 | ZM0312 | BH | NORMAL | 0 | 0 | 0 | 0 | 1001 | HAR-Switchgear&Jaringan
7400 | UIW Sulselrabar | 7428 | PLN UP3 Makassar Selatan | 2570 | Gd Ry Malino | ZST1 | PLN Stock Materials | 000000003120037 | CABLE PWR ACC;DEAD END ASSY FIXED 50mm | ZM0312 | SET | NORMAL | 0 | 0 | 0 | 0 | 1001 | HAR-Switchgear&Jaringan
7400 | UIW Sulselrabar | 7428 | PLN UP3 Makassar Selatan | 2570 | Gd Ry Malino | ZST1 | PLN Stock Materials | 000000003120058 | CABLE PWR ACC;LARGE ANGLE ASSY 70mm | ZM0312 | SET | PRE-MEMORY | 0 | 0 | 0 | 0 | 1001 | HAR-Switchgear&Jaringan
7400 | UIW Sulselrabar | 7428 | PLN UP3 Makassar Selatan | 2570 | Gd Ry Malino | ZST1 | PLN Stock Materials | 000000003120058 | CABLE PWR ACC;LARGE ANGLE ASSY 70mm | ZM0312 | SET | NORMAL | 0 | 0 | 0 | 0 | 1001 | HAR-Switchgear&Jaringan
7400 | UIW Sulselrabar | 7428 | PLN UP3 Makassar Selatan | 2570 | Gd Ry Malino | ZST1 | PLN Stock Materials | 000000003120060 | CABLE PWR ACC;LINK 25X25mm | ZM0312 | BH | NORMAL | 0 | 0 | 0 | 0 | 1001 | HAR-Switchgear&Jaringan
7400 | UIW Sulselrabar | 7428 | PLN UP3 Makassar Selatan | 2570 | Gd Ry Malino | ZST1 | PLN Stock Materials | 000000003120092 | CABLE PWR ACC;SUSPENSION ASSY 70mm | ZM0312 | SET | PRE-MEMORY | 0 | 0 | 0 | 0 | 1001 | HAR-Switchgear&Jaringan
7400 | UIW Sulselrabar | 7428 | PLN UP3 Makassar Selatan | 2570 | Gd Ry Malino | ZST1 | PLN Stock Materials | 000000003120092 | CABLE PWR ACC;SUSPENSION ASSY 70mm | ZM0312 | SET | NORMAL | 0 | 0 | 0 | 0 | 1001 | HAR-Switchgear&Jaringan
7400 | UIW Sulselrabar | 7428 | PLN UP3 Makassar Selatan | 2570 | Gd Ry Malino | ZST1 | PLN Stock Materials | 000000003120113 | CABLE PWR ACC;CABLE SHOE AL-CU 50mm2 | ZM0312 | BH | PRE-MEMORY | 0 | 0 | 0 | 0 | 1001 | HAR-Switchgear&Jaringan
7400 | UIW Sulselrabar | 7428 | PLN UP3 Makassar Selatan | 2570 | Gd Ry Malino | ZST1 | PLN Stock Materials | 000000003120114 | CABLE PWR ACC;CABLE SHOE CU 70mm2 | ZM0312 | BH | PRE-MEMORY | 0 | 0 | 0 | 0 | 1001 | HAR-Switchgear&Jaringan
7400 | UIW Sulselrabar | 7428 | PLN UP3 Makassar Selatan | 2570 | Gd Ry Malino | ZST1 | PLN Stock Materials | 000000003120114 | CABLE PWR ACC;CABLE SHOE CU 70mm2 | ZM0312 | BH | NORMAL | 0 | 0 | 0 | 0 | 1001 | HAR-Switchgear&Jaringan
7400 | UIW Sulselrabar | 7428 | PLN UP3 Makassar Selatan | 2570 | Gd Ry Malino | ZST1 | PLN Stock Materials | 000000003120118 | CABLE PWR ACC;CABLE SHOE AL-CU 150mm2 | ZM0312 | BH | PRE-MEMORY | 0 | 0 | 0 | 0 | 1001 | HAR-Switchgear&Jaringan
7400 | UIW Sulselrabar | 7428 | PLN UP3 Makassar Selatan | 2570 | Gd Ry Malino | ZST1 | PLN Stock Materials | 000000003120154 | CABLE PWR ACC;CABLE SHOE AL-CU 1H 35mm2 | ZM0312 | BH | NORMAL | 9 | 0 | 0 | 0 | 1001 | HAR-Switchgear&Jaringan
7400 | UIW Sulselrabar | 7428 | PLN UP3 Makassar Selatan | 2570 | Gd Ry Malino | ZST1 | PLN Stock Materials | 000000003120155 | CABLE PWR ACC;CABLE SHOE AL-CU 1H 50mm2 | ZM0312 | BH | NORMAL | 9 | 0 | 0 | 0 | 1001 | HAR-Switchgear&Jaringan
7400 | UIW Sulselrabar | 7428 | PLN UP3 Makassar Selatan | 2570 | Gd Ry Malino | ZST1 | PLN Stock Materials | 000000003120156 | CABLE PWR ACC;CABLE SHOE AL-CU 1H 70mm2 | ZM0312 | BH | PRE-MEMORY | 0 | 0 | 0 | 0 | 1001 | HAR-Switchgear&Jaringan
7400 | UIW Sulselrabar | 7428 | PLN UP3 Makassar Selatan | 2570 | Gd Ry Malino | ZST1 | PLN Stock Materials | 000000003120156 | CABLE PWR ACC;CABLE SHOE AL-CU 1H 70mm2 | ZM0312 | BH | NORMAL | 0 | 0 | 0 | 0 | 1001 | HAR-Switchgear&Jaringan
7400 | UIW Sulselrabar | 7428 | PLN UP3 Makassar Selatan | 2570 | Gd Ry Malino | ZST1 | PLN Stock Materials | 000000003120159 | CABLE PWR ACC;CABLE SHOE AL-CU 1H 150mm2 | ZM0312 | BH | NORMAL | 23 | 0 | 0 | 0 | 1001 | HAR-Switchgear&Jaringan
7400 | UIW Sulselrabar | 7428 | PLN UP3 Makassar Selatan | 2570 | Gd Ry Malino | ZST1 | PLN Stock Materials | 000000003120161 | CABLE PWR ACC;CABLE SHOE AL-CU 1H 240mm2 | ZM0312 | BH | NORMAL | 0 | 0 | 0 | 0 | 1001 | HAR-Switchgear&Jaringan
7400 | UIW Sulselrabar | 7428 | PLN UP3 Makassar Selatan | 2570 | Gd Ry Malino | ZST1 | PLN Stock Materials | 000000003120227 | CABLE PWR ACC;CABLE SHOE CU ID 1H 50mm2 | ZM0312 | BH | NORMAL | 0 | 0 | 0 | 0 | 1001 | HAR-Switchgear&Jaringan
7400 | UIW Sulselrabar | 7428 | PLN UP3 Makassar Selatan | 2570 | Gd Ry Malino | ZST1 | PLN Stock Materials | 000000003120244 | CABLE PWR ACC;CABLE SHOE CU OD 1H 150mm2 | ZM0312 | BH | PRE-MEMORY | 0 | 0 | 0 | 0 | 1001 | HAR-Switchgear&Jaringan
7400 | UIW Sulselrabar | 7428 | PLN UP3 Makassar Selatan | 2570 | Gd Ry Malino | ZST1 | PLN Stock Materials | 000000003120299 | CABLE PWR ACC;SEAL END;20KV;3x150mm2;ID | ZM0312 | BH | NORMAL | 0 | 0 | 0 | 0 | 1001 | HAR-Switchgear&Jaringan
7400 | UIW Sulselrabar | 7428 | PLN UP3 Makassar Selatan | 2570 | Gd Ry Malino | ZST1 | PLN Stock Materials | 000000003120314 | CABLE PWR ACC;SERVICE WC 6-25/6-25mm2 | ZM0312 | BH | PRE-MEMORY | 0 | 0 | 0 | 0 | 1001 | HAR-Switchgear&Jaringan
7400 | UIW Sulselrabar | 7428 | PLN UP3 Makassar Selatan | 2570 | Gd Ry Malino | ZST1 | PLN Stock Materials | 000000003120314 | CABLE PWR ACC;SERVICE WC 6-25/6-25mm2 | ZM0312 | BH | NORMAL | 0 | 0 | 0 | 0 | 1001 | HAR-Switchgear&Jaringan
7400 | UIW Sulselrabar | 7428 | PLN UP3 Makassar Selatan | 2570 | Gd Ry Malino | ZST1 | PLN Stock Materials | 000000003120348 | CABLE PWR ACC;HEATSHRINK 70mm | ZM0312 | BH | NORMAL | 0 | 0 | 0 | 0 | 1001 | HAR-Switchgear&Jaringan
7400 | UIW Sulselrabar | 7428 | PLN UP3 Makassar Selatan | 2570 | Gd Ry Malino | ZST1 | PLN Stock Materials | 000000003120428 | CABLE PWR ACC;DEAD END ASSY FIXED50-70mm | ZM0312 | SET | NORMAL | 0 | 0 | 0 | 0 | 1001 | HAR-Switchgear&Jaringan
7400 | UIW Sulselrabar | 7428 | PLN UP3 Makassar Selatan | 2570 | Gd Ry Malino | ZST1 | PLN Stock Materials | 000000003120486 | CABLE PWR ACC;SUSPENSION ASSY 25-70mm | ZM0312 | BH | NORMAL | 0 | 0 | 0 | 0 | 1001 | HAR-Switchgear&Jaringan
7400 | UIW Sulselrabar | 7428 | PLN UP3 Makassar Selatan | 2570 | Gd Ry Malino | ZST1 | PLN Stock Materials | 000000003190002 | CUT OUT;20kV;6-100A;10kA;125kV | ZM0319 | BH | NORMAL | 0 | 0 | 0 | 0 | 1001 | HAR-Switchgear&Jaringan
7400 | UIW Sulselrabar | 7428 | PLN UP3 Makassar Selatan | 2570 | Gd Ry Malino | ZST1 | PLN Stock Materials | 000000003190018 | CUT OUT;24kV;6-100A;12kA;POLYMER-125kV | ZM0319 | BH | PRE-MEMORY | 0 | 0 | 0 | 0 | 1001 | HAR-Switchgear&Jaringan
7400 | UIW Sulselrabar | 7428 | PLN UP3 Makassar Selatan | 2570 | Gd Ry Malino | ZST1 | PLN Stock Materials | 000000003190018 | CUT OUT;24kV;6-100A;12kA;POLYMER-125kV | ZM0319 | BH | NORMAL | 0 | 0 | 0 | 0 | 1001 | HAR-Switchgear&Jaringan
7400 | UIW Sulselrabar | 7428 | PLN UP3 Makassar Selatan | 2570 | Gd Ry Malino | ZST1 | PLN Stock Materials | 000000003190028 | CUT OUT;24KV;100A;12.5KA;POLYMER | ZM0319 | BH | NORMAL | 0 | 0 | 0 | 0 | 1001 | HAR-Switchgear&Jaringan
7400 | UIW Sulselrabar | 7428 | PLN UP3 Makassar Selatan | 2570 | Gd Ry Malino | ZST1 | PLN Stock Materials | 000000003200002 | CUT OUT ACC;FUSE LINK 20kV 10A | ZM0320 | BH | PRE-MEMORY | 0 | 0 | 0 | 0 | 1001 | HAR-Switchgear&Jaringan
7400 | UIW Sulselrabar | 7428 | PLN UP3 Makassar Selatan | 2570 | Gd Ry Malino | ZST1 | PLN Stock Materials | 000000003200002 | CUT OUT ACC;FUSE LINK 20kV 10A | ZM0320 | BH | NORMAL | 86 | 0 | 0 | 0 | 1001 | HAR-Switchgear&Jaringan
7400 | UIW Sulselrabar | 7428 | PLN UP3 Makassar Selatan | 2570 | Gd Ry Malino | ZST1 | PLN Stock Materials | 000000003200004 | CUT OUT ACC;FUSE LINK 20kV 15A | ZM0320 | BH | NORMAL | 50 | 0 | 0 | 0 | 1001 | HAR-Switchgear&Jaringan
7400 | UIW Sulselrabar | 7428 | PLN UP3 Makassar Selatan | 2570 | Gd Ry Malino | ZST1 | PLN Stock Materials | 000000003200005 | CUT OUT ACC;FUSE LINK 20kV 20A | ZM0320 | BH | NORMAL | 0 | 0 | 0 | 0 | 1001 | HAR-Switchgear&Jaringan
7400 | UIW Sulselrabar | 7428 | PLN UP3 Makassar Selatan | 2570 | Gd Ry Malino | ZST1 | PLN Stock Materials | 000000003200007 | CUT OUT ACC;FUSE LINK 20kV 25A | ZM0320 | BH | NORMAL | 0 | 0 | 0 | 0 | 1001 | HAR-Switchgear&Jaringan
7400 | UIW Sulselrabar | 7428 | PLN UP3 Makassar Selatan | 2570 | Gd Ry Malino | ZST1 | PLN Stock Materials | 000000003200008 | CUT OUT ACC;FUSE LINK 20kV 2A | ZM0320 | BH | NORMAL | 0 | 0 | 0 | 0 | 1001 | HAR-Switchgear&Jaringan
7400 | UIW Sulselrabar | 7428 | PLN UP3 Makassar Selatan | 2570 | Gd Ry Malino | ZST1 | PLN Stock Materials | 000000003200009 | CUT OUT ACC;FUSE LINK 20kV 30A | ZM0320 | BH | NORMAL | 12 | 0 | 0 | 0 | 1001 | HAR-Switchgear&Jaringan
7400 | UIW Sulselrabar | 7428 | PLN UP3 Makassar Selatan | 2570 | Gd Ry Malino | ZST1 | PLN Stock Materials | 000000003200010 | CUT OUT ACC;FUSE LINK 20kV 3A | ZM0320 | BH | NORMAL | 14 | 0 | 0 | 0 | 1001 | HAR-Switchgear&Jaringan
7400 | UIW Sulselrabar | 7428 | PLN UP3 Makassar Selatan | 2570 | Gd Ry Malino | ZST1 | PLN Stock Materials | 000000003200015 | CUT OUT ACC;FUSE LINK 20kV 6A | ZM0320 | BH | PRE-MEMORY | 0 | 0 | 0 | 0 | 1001 | HAR-Switchgear&Jaringan
7400 | UIW Sulselrabar | 7428 | PLN UP3 Makassar Selatan | 2570 | Gd Ry Malino | ZST1 | PLN Stock Materials | 000000003200015 | CUT OUT ACC;FUSE LINK 20kV 6A | ZM0320 | BH | NORMAL | 72 | 0 | 0 | 0 | 1001 | HAR-Switchgear&Jaringan
7400 | UIW Sulselrabar | 7428 | PLN UP3 Makassar Selatan | 2570 | Gd Ry Malino | ZST1 | PLN Stock Materials | 000000003200017 | CUT OUT ACC;FUSE LINK 20kV 8A | ZM0320 | BH | PRE-MEMORY | 0 | 0 | 0 | 0 | 1001 | HAR-Switchgear&Jaringan
7400 | UIW Sulselrabar | 7428 | PLN UP3 Makassar Selatan | 2570 | Gd Ry Malino | ZST1 | PLN Stock Materials | 000000003200017 | CUT OUT ACC;FUSE LINK 20kV 8A | ZM0320 | BH | NORMAL | 20 | 0 | 0 | 0 | 1001 | HAR-Switchgear&Jaringan
7400 | UIW Sulselrabar | 7428 | PLN UP3 Makassar Selatan | 2570 | Gd Ry Malino | ZST1 | PLN Stock Materials | 000000003200018 | CUT OUT ACC;FUSE LINK 20kV 5A | ZM0320 | BH | PRE-MEMORY | 0 | 0 | 0 | 0 | 1001 | HAR-Switchgear&Jaringan
7400 | UIW Sulselrabar | 7428 | PLN UP3 Makassar Selatan | 2570 | Gd Ry Malino | ZST1 | PLN Stock Materials | 000000003200018 | CUT OUT ACC;FUSE LINK 20kV 5A | ZM0320 | BH | NORMAL | 0 | 0 | 0 | 0 | 1001 | HAR-Switchgear&Jaringan
7400 | UIW Sulselrabar | 7428 | PLN UP3 Makassar Selatan | 2570 | Gd Ry Malino | ZST1 | PLN Stock Materials | 000000003250023 | MCB;380/440V;3P;160A;50Hz;MCCB | ZM0325 | BH | NORMAL | 0 | 0 | 0 | 0 | 1003 | HAR-Alat Ukur
7400 | UIW Sulselrabar | 7428 | PLN UP3 Makassar Selatan | 2570 | Gd Ry Malino | ZST1 | PLN Stock Materials | 000000003250026 | MCB;380/440V;3P;300A;50Hz;MCCB | ZM0325 | BH | NORMAL | 0 | 0 | 0 | 0 | 1003 | HAR-Alat Ukur
7400 | UIW Sulselrabar | 7428 | PLN UP3 Makassar Selatan | 2570 | Gd Ry Malino | ZST1 | PLN Stock Materials | 000000003250029 | MCB;380/440V;3P;50A;50Hz; | ZM0325 | BH | NORMAL | 0 | 0 | 0 | 0 | 1003 | HAR-Alat Ukur
7400 | UIW Sulselrabar | 7428 | PLN UP3 Makassar Selatan | 2570 | Gd Ry Malino | ZST1 | PLN Stock Materials | 000000003250046 | MCB;230/400V;1P;2A;50Hz; | ZM0325 | BH | PRE-MEMORY | 0 | 0 | 0 | 0 | 1003 | HAR-Alat Ukur
7400 | UIW Sulselrabar | 7428 | PLN UP3 Makassar Selatan | 2570 | Gd Ry Malino | ZST1 | PLN Stock Materials | 000000003250046 | MCB;230/400V;1P;2A;50Hz; | ZM0325 | BH | NORMAL | 20 | 0 | 0 | 0 | 1003 | HAR-Alat Ukur
7400 | UIW Sulselrabar | 7428 | PLN UP3 Makassar Selatan | 2570 | Gd Ry Malino | ZST1 | PLN Stock Materials | 000000003250048 | MCB;230/400V;1P;4A;50Hz; | ZM0325 | BH | PRE-MEMORY | 0 | 0 | 0 | 0 | 1003 | HAR-Alat Ukur
7400 | UIW Sulselrabar | 7428 | PLN UP3 Makassar Selatan | 2570 | Gd Ry Malino | ZST1 | PLN Stock Materials | 000000003250048 | MCB;230/400V;1P;4A;50Hz; | ZM0325 | BH | NORMAL | 380 | 0 | 0 | 0 | 1003 | HAR-Alat Ukur
7400 | UIW Sulselrabar | 7428 | PLN UP3 Makassar Selatan | 2570 | Gd Ry Malino | ZST1 | PLN Stock Materials | 000000003250050 | MCB;230/400V;1P;6A;50Hz; | ZM0325 | BH | PRE-MEMORY | 0 | 0 | 0 | 0 | 1003 | HAR-Alat Ukur
7400 | UIW Sulselrabar | 7428 | PLN UP3 Makassar Selatan | 2570 | Gd Ry Malino | ZST1 | PLN Stock Materials | 000000003250050 | MCB;230/400V;1P;6A;50Hz; | ZM0325 | BH | NORMAL | 179 | 0 | 0 | 0 | 1003 | HAR-Alat Ukur
7400 | UIW Sulselrabar | 7428 | PLN UP3 Makassar Selatan | 2570 | Gd Ry Malino | ZST1 | PLN Stock Materials | 000000003250052 | MCB;230/400V;1P;10A;50Hz; | ZM0325 | BH | PRE-MEMORY | 0 | 0 | 0 | 0 | 1003 | HAR-Alat Ukur
7400 | UIW Sulselrabar | 7428 | PLN UP3 Makassar Selatan | 2570 | Gd Ry Malino | ZST1 | PLN Stock Materials | 000000003250052 | MCB;230/400V;1P;10A;50Hz; | ZM0325 | BH | NORMAL | 90 | 0 | 0 | 0 | 1003 | HAR-Alat Ukur
7400 | UIW Sulselrabar | 7428 | PLN UP3 Makassar Selatan | 2570 | Gd Ry Malino | ZST1 | PLN Stock Materials | 000000003250054 | MCB;230/400V;1P;16A;50Hz; | ZM0325 | BH | PRE-MEMORY | 0 | 0 | 0 | 0 | 1003 | HAR-Alat Ukur
7400 | UIW Sulselrabar | 7428 | PLN UP3 Makassar Selatan | 2570 | Gd Ry Malino | ZST1 | PLN Stock Materials | 000000003250054 | MCB;230/400V;1P;16A;50Hz; | ZM0325 | BH | NORMAL | 42 | 0 | 0 | 0 | 1003 | HAR-Alat Ukur
7400 | UIW Sulselrabar | 7428 | PLN UP3 Makassar Selatan | 2570 | Gd Ry Malino | ZST1 | PLN Stock Materials | 000000003250056 | MCB;230/400V;1P;20A;50Hz; | ZM0325 | BH | PRE-MEMORY | 0 | 0 | 0 | 0 | 1003 | HAR-Alat Ukur
7400 | UIW Sulselrabar | 7428 | PLN UP3 Makassar Selatan | 2570 | Gd Ry Malino | ZST1 | PLN Stock Materials | 000000003250056 | MCB;230/400V;1P;20A;50Hz; | ZM0325 | BH | NORMAL | 39 | 0 | 0 | 0 | 1003 | HAR-Alat Ukur
7400 | UIW Sulselrabar | 7428 | PLN UP3 Makassar Selatan | 2570 | Gd Ry Malino | ZST1 | PLN Stock Materials | 000000003250058 | MCB;230/400V;1P;25A;50Hz; | ZM0325 | BH | PRE-MEMORY | 0 | 0 | 0 | 0 | 1003 | HAR-Alat Ukur
7400 | UIW Sulselrabar | 7428 | PLN UP3 Makassar Selatan | 2570 | Gd Ry Malino | ZST1 | PLN Stock Materials | 000000003250058 | MCB;230/400V;1P;25A;50Hz; | ZM0325 | BH | NORMAL | 38 | 0 | 0 | 0 | 1003 | HAR-Alat Ukur
7400 | UIW Sulselrabar | 7428 | PLN UP3 Makassar Selatan | 2570 | Gd Ry Malino | ZST1 | PLN Stock Materials | 000000003250059 | MCB;230/400V;1P;35A;50Hz; | ZM0325 | BH | PRE-MEMORY | 0 | 0 | 0 | 0 | 1003 | HAR-Alat Ukur
7400 | UIW Sulselrabar | 7428 | PLN UP3 Makassar Selatan | 2570 | Gd Ry Malino | ZST1 | PLN Stock Materials | 000000003250059 | MCB;230/400V;1P;35A;50Hz; | ZM0325 | BH | NORMAL | 15 | 0 | 0 | 0 | 1003 | HAR-Alat Ukur
7400 | UIW Sulselrabar | 7428 | PLN UP3 Makassar Selatan | 2570 | Gd Ry Malino | ZST1 | PLN Stock Materials | 000000003250060 | MCB;230/400V;1P;50A;50Hz; | ZM0325 | BH | PRE-MEMORY | 0 | 0 | 0 | 0 | 1003 | HAR-Alat Ukur
7400 | UIW Sulselrabar | 7428 | PLN UP3 Makassar Selatan | 2570 | Gd Ry Malino | ZST1 | PLN Stock Materials | 000000003250060 | MCB;230/400V;1P;50A;50Hz; | ZM0325 | BH | NORMAL | 7 | 0 | 0 | 0 | 1003 | HAR-Alat Ukur
7400 | UIW Sulselrabar | 7428 | PLN UP3 Makassar Selatan | 2570 | Gd Ry Malino | ZST1 | PLN Stock Materials | 000000003250063 | MCB;380/440V;3P;100A;50HZ;MCCB | ZM0325 | BH | NORMAL | 0 | 0 | 0 | 0 | 1003 | HAR-Alat Ukur
7400 | UIW Sulselrabar | 7428 | PLN UP3 Makassar Selatan | 2570 | Gd Ry Malino | ZST1 | PLN Stock Materials | 000000003250097 | MCB;230/400V;3P;10A;50Hz; | ZM0325 | BH | PRE-MEMORY | 0 | 0 | 0 | 0 | 1003 | HAR-Alat Ukur
7400 | UIW Sulselrabar | 7428 | PLN UP3 Makassar Selatan | 2570 | Gd Ry Malino | ZST1 | PLN Stock Materials | 000000003250097 | MCB;230/400V;3P;10A;50Hz; | ZM0325 | BH | NORMAL | 23 | 0 | 0 | 0 | 1003 | HAR-Alat Ukur
7400 | UIW Sulselrabar | 7428 | PLN UP3 Makassar Selatan | 2570 | Gd Ry Malino | ZST1 | PLN Stock Materials | 000000003250099 | MCB;230/400V;3P;16A;50Hz; | ZM0325 | BH | PRE-MEMORY | 0 | 0 | 0 | 0 | 1003 | HAR-Alat Ukur
7400 | UIW Sulselrabar | 7428 | PLN UP3 Makassar Selatan | 2570 | Gd Ry Malino | ZST1 | PLN Stock Materials | 000000003250099 | MCB;230/400V;3P;16A;50Hz; | ZM0325 | BH | NORMAL | 17 | 0 | 0 | 0 | 1003 | HAR-Alat Ukur
7400 | UIW Sulselrabar | 7428 | PLN UP3 Makassar Selatan | 2570 | Gd Ry Malino | ZST1 | PLN Stock Materials | 000000003250100 | MCB;230/400V;3P;20A;50Hz; | ZM0325 | BH | PRE-MEMORY | 0 | 0 | 0 | 0 | 1003 | HAR-Alat Ukur
7400 | UIW Sulselrabar | 7428 | PLN UP3 Makassar Selatan | 2570 | Gd Ry Malino | ZST1 | PLN Stock Materials | 000000003250100 | MCB;230/400V;3P;20A;50Hz; | ZM0325 | BH | NORMAL | 2 | 0 | 0 | 0 | 1003 | HAR-Alat Ukur
7400 | UIW Sulselrabar | 7428 | PLN UP3 Makassar Selatan | 2570 | Gd Ry Malino | ZST1 | PLN Stock Materials | 000000003250102 | MCB;230/400V;3P;25A;50Hz; | ZM0325 | BH | PRE-MEMORY | 0 | 0 | 0 | 0 | 1003 | HAR-Alat Ukur
7400 | UIW Sulselrabar | 7428 | PLN UP3 Makassar Selatan | 2570 | Gd Ry Malino | ZST1 | PLN Stock Materials | 000000003250102 | MCB;230/400V;3P;25A;50Hz; | ZM0325 | BH | NORMAL | 5 | 0 | 0 | 0 | 1003 | HAR-Alat Ukur
7400 | UIW Sulselrabar | 7428 | PLN UP3 Makassar Selatan | 2570 | Gd Ry Malino | ZST1 | PLN Stock Materials | 000000003250103 | MCB;230/400V;3P;35A;50Hz; | ZM0325 | BH | PRE-MEMORY | 0 | 0 | 0 | 0 | 1003 | HAR-Alat Ukur
7400 | UIW Sulselrabar | 7428 | PLN UP3 Makassar Selatan | 2570 | Gd Ry Malino | ZST1 | PLN Stock Materials | 000000003250103 | MCB;230/400V;3P;35A;50Hz; | ZM0325 | BH | NORMAL | 5 | 0 | 0 | 0 | 1003 | HAR-Alat Ukur
7400 | UIW Sulselrabar | 7428 | PLN UP3 Makassar Selatan | 2570 | Gd Ry Malino | ZST1 | PLN Stock Materials | 000000003250104 | MCB;230/400V;3P;50A;50Hz; | ZM0325 | BH | NORMAL | 1 | 0 | 0 | 0 | 1003 | HAR-Alat Ukur
7400 | UIW Sulselrabar | 7428 | PLN UP3 Makassar Selatan | 2570 | Gd Ry Malino | ZST1 | PLN Stock Materials | 000000003260027 | LVSB;DIST;3P;380V;250A;2LINE;OD | ZM0326 | U | NORMAL | 0 | 0 | 0 | 0 | 1001 | HAR-Switchgear&Jaringan
7400 | UIW Sulselrabar | 7428 | PLN UP3 Makassar Selatan | 2570 | Gd Ry Malino | ZST1 | PLN Stock Materials | 000000003260161 | LVSB;DIST;3P;400V;250A;2LINE;OD | ZM0326 | SET | NORMAL | 1 | 0 | 0 | 0 | 1001 | HAR-Switchgear&Jaringan
7400 | UIW Sulselrabar | 7428 | PLN UP3 Makassar Selatan | 2570 | Gd Ry Malino | ZST1 | PLN Stock Materials | 000000003270029 | LVSB ACC;FUSE HOLDER 400A | ZM0327 | BH | PRE-MEMORY | 0 | 0 | 0 | 0 | 1001 | HAR-Switchgear&Jaringan
7400 | UIW Sulselrabar | 7428 | PLN UP3 Makassar Selatan | 2570 | Gd Ry Malino | ZST1 | PLN Stock Materials | 000000003270029 | LVSB ACC;FUSE HOLDER 400A | ZM0327 | BH | NORMAL | 0 | 0 | 0 | 0 | 1001 | HAR-Switchgear&Jaringan
7400 | UIW Sulselrabar | 7428 | PLN UP3 Makassar Selatan | 2570 | Gd Ry Malino | ZST1 | PLN Stock Materials | 000000003270063 | LVSB ACC;FUSE HOLDER 250A | ZM0327 | BH | PRE-MEMORY | 0 | 0 | 0 | 0 | 1001 | HAR-Switchgear&Jaringan
7400 | UIW Sulselrabar | 7428 | PLN UP3 Makassar Selatan | 2570 | Gd Ry Malino | ZST1 | PLN Stock Materials | 000000003270063 | LVSB ACC;FUSE HOLDER 250A | ZM0327 | BH | NORMAL | 20 | 0 | 0 | 0 | 1001 | HAR-Switchgear&Jaringan
7400 | UIW Sulselrabar | 7428 | PLN UP3 Makassar Selatan | 2570 | Gd Ry Malino | ZST1 | PLN Stock Materials | 000000003280010 | CONN;;PG W TO W;AL;D35.75-35.75mm2;BOLT | ZM0328 | BH | NORMAL | 0 | 0 | 0 | 0 | 1001 | HAR-Switchgear&Jaringan
7400 | UIW Sulselrabar | 7428 | PLN UP3 Makassar Selatan | 2570 | Gd Ry Malino | ZST1 | PLN Stock Materials | 000000003280095 | CONN;20kV;H;AL;50-70mm2;PRS; | ZM0328 | BH | NORMAL | 31 | 0 | 0 | 0 | 1001 | HAR-Switchgear&Jaringan
7400 | UIW Sulselrabar | 7428 | PLN UP3 Makassar Selatan | 2570 | Gd Ry Malino | ZST1 | PLN Stock Materials | 000000003280139 | CONN;20kV;H;AL;70-70/70-70mm2;PRS; | ZM0328 | BH | NORMAL | 0 | 0 | 0 | 0 | 1001 | HAR-Switchgear&Jaringan
7400 | UIW Sulselrabar | 7428 | PLN UP3 Makassar Selatan | 2570 | Gd Ry Malino | ZST1 | PLN Stock Materials | 000000003280162 | CONN;20kV;H;AL;35-70mm2;PRS; | ZM0328 | BH | NORMAL | 0 | 0 | 0 | 0 | 1001 | HAR-Switchgear&Jaringan
7400 | UIW Sulselrabar | 7428 | PLN UP3 Makassar Selatan | 2570 | Gd Ry Malino | ZST1 | PLN Stock Materials | 000000003280185 | CONN;20kV;H;AL;150-150mm2;PRS; | ZM0328 | BH | NORMAL | 33 | 0 | 0 | 0 | 1001 | HAR-Switchgear&Jaringan
7400 | UIW Sulselrabar | 7428 | PLN UP3 Makassar Selatan | 2570 | Gd Ry Malino | ZST1 | PLN Stock Materials | 000000003280253 | CONN;20kV;H;AL;70-150mm2;PRS; | ZM0328 | BH | PRE-MEMORY | 0 | 0 | 0 | 0 | 1001 | HAR-Switchgear&Jaringan
7400 | UIW Sulselrabar | 7428 | PLN UP3 Makassar Selatan | 2570 | Gd Ry Malino | ZST1 | PLN Stock Materials | 000000003280337 | CONN;1kV;PIER;AL;6-25/35-70mm2;2BOLT;WP | ZM0328 | BH | PRE-MEMORY | 0 | 0 | 0 | 0 | 1001 | HAR-Switchgear&Jaringan
7400 | UIW Sulselrabar | 7428 | PLN UP3 Makassar Selatan | 2570 | Gd Ry Malino | ZST1 | PLN Stock Materials | 000000003280337 | CONN;1kV;PIER;AL;6-25/35-70mm2;2BOLT;WP | ZM0328 | BH | NORMAL | 0 | 0 | 0 | 0 | 1001 | HAR-Switchgear&Jaringan
7400 | UIW Sulselrabar | 7428 | PLN UP3 Makassar Selatan | 2570 | Gd Ry Malino | ZST1 | PLN Stock Materials | 000000003280384 | CONN;20kV;CCO;AL;70-150mm2;PRS | ZM0328 | BH | NORMAL | 0 | 0 | 0 | 0 | 1001 | HAR-Switchgear&Jaringan
7400 | UIW Sulselrabar | 7428 | PLN UP3 Makassar Selatan | 2570 | Gd Ry Malino | ZST1 | PLN Stock Materials | 000000004120005 | BOX;APPVI NCBL;ST PLATE; | ZM0412 | BH | NORMAL | 0 | 0 | 0 | 0 | 1003 | HAR-Alat Ukur
7400 | UIW Sulselrabar | 7428 | PLN UP3 Makassar Selatan | 2570 | Gd Ry Malino | ZST1 | PLN Stock Materials | 000000004120049 | BOX;APPIII;ST PLATE 2mm; | ZM0412 | BH | NORMAL | 0 | 0 | 0 | 0 | 1003 | HAR-Alat Ukur
7400 | UIW Sulselrabar | 7428 | PLN UP3 Makassar Selatan | 2570 | Gd Ry Malino | ZST1 | PLN Stock Materials | 000000004120104 | BOX;MER TRIP MODEM MCCB CT TR 82,5KVA | ZM0412 | SET | NORMAL | 0 | 0 | 0 | 0 | 1003 | HAR-Alat Ukur
7400 | UIW Sulselrabar | 7428 | PLN UP3 Makassar Selatan | 2570 | Gd Ry Malino | ZST1 | PLN Stock Materials | 000000004120105 | BOX;MER TRIP MODEM MCCB CT TR 105KVA | ZM0412 | SET | NORMAL | 0 | 0 | 0 | 0 | 1003 | HAR-Alat Ukur
7400 | UIW Sulselrabar | 7428 | PLN UP3 Makassar Selatan | 2570 | Gd Ry Malino | ZST1 | PLN Stock Materials | 000000004120107 | BOX;MER TRIP MODEM MCCB CT TR 147KVA | ZM0412 | SET | NORMAL | 0 | 0 | 0 | 0 | 1003 | HAR-Alat Ukur
7400 | UIW Sulselrabar | 7428 | PLN UP3 Makassar Selatan | 2570 | Gd Ry Malino | ZST1 | PLN Stock Materials | 000000004120108 | BOX;MER TRIP MODEM MCCB CT TR 164KVA | ZM0412 | SET | NORMAL | 0 | 0 | 0 | 0 | 1003 | HAR-Alat Ukur
7400 | UIW Sulselrabar | 7428 | PLN UP3 Makassar Selatan | 2570 | Gd Ry Malino | ZST1 | PLN Stock Materials | 000000004120122 | BOX;MER TRIP MODEM MCCB CT TR 33KVA | ZM0412 | SET | NORMAL | 0 | 0 | 0 | 0 | 1003 | HAR-Alat Ukur
7400 | UIW Sulselrabar | 7428 | PLN UP3 Makassar Selatan | 2570 | Gd Ry Malino | ZST1 | PLN Stock Materials | 000000004120333 | BOX;APPIII;16.5KVA;+MCB | ZM0412 | BH | NORMAL | 0 | 0 | 0 | 0 | 1003 | HAR-Alat Ukur
7400 | UIW Sulselrabar | 7428 | PLN UP3 Makassar Selatan | 2570 | Gd Ry Malino | ZST1 | PLN Stock Materials | 000000004120463 | BOX;KWH PJU MANDIRI;ST PLATE 2MM; | ZM0412 | SET | NORMAL | 0 | 0 | 0 | 0 | 1003 | HAR-Alat Ukur
7400 | UIW Sulselrabar | 7428 | PLN UP3 Makassar Selatan | 2570 | Gd Ry Malino | ZST1 | PLN Stock Materials | 000000004160016 | CABLE CTRL;NYAF;1X6mm2;0.6/1kV;OH | ZM0416 | M | NORMAL | 0 | 0 | 0 | 0 | 1002 | HAR-Kabel
7400 | UIW Sulselrabar | 7428 | PLN UP3 Makassar Selatan | 2560 | Gd Ry Takalar | ZST1 | PLN Stock Materials | 000000001030062 | TRF DIS;;20kV/400V;3P;100kVA;YZN5;OD | ZM0103 | U | NORMAL | 0 | 0 | 0 | 0 | 1000 | HAR-Transformator
7400 | UIW Sulselrabar | 7428 | PLN UP3 Makassar Selatan | 2560 | Gd Ry Takalar | ZST1 | PLN Stock Materials | 000000001030069 | TRF DIS;;20kV/400V;3P;50kVA;YZN5;OD | ZM0103 | U | NORMAL | 0 | 0 | 0 | 0 | 1000 | HAR-Transformator
7400 | UIW Sulselrabar | 7428 | PLN UP3 Makassar Selatan | 2560 | Gd Ry Takalar | ZST1 | PLN Stock Materials | 000000002030022 | DS;K;20kV;3P;630A;;;OD | ZM0203 | U | NORMAL | 5 | 0 | 0 | 0 | 1001 | HAR-Switchgear&Jaringan
7400 | UIW Sulselrabar | 7428 | PLN UP3 Makassar Selatan | 2560 | Gd Ry Takalar | ZST1 | PLN Stock Materials | 000000002050097 | CT;380/220V;RING;100/5A;1;5VA;P | ZM0205 | BH | NORMAL | 3 | 0 | 0 | 0 | 1001 | HAR-Switchgear&Jaringan
7400 | UIW Sulselrabar | 7428 | PLN UP3 Makassar Selatan | 2560 | Gd Ry Takalar | ZST1 | PLN Stock Materials | 000000002050100 | CT;380/220V;RING;150/5A;0.5;5VA;P | ZM0205 | BH | NORMAL | 6 | 0 | 0 | 0 | 1001 | HAR-Switchgear&Jaringan
7400 | UIW Sulselrabar | 7428 | PLN UP3 Makassar Selatan | 2560 | Gd Ry Takalar | ZST1 | PLN Stock Materials | 000000002050103 | CT;380/220V;RING;200/5A;0.5;5VA;P | ZM0205 | BH | NORMAL | 3 | 0 | 0 | 0 | 1001 | HAR-Switchgear&Jaringan
7400 | UIW Sulselrabar | 7428 | PLN UP3 Makassar Selatan | 2560 | Gd Ry Takalar | ZST1 | PLN Stock Materials | 000000002050106 | CT;380/220V;RING;250/5A;0.5;5VA;P | ZM0205 | BH | NORMAL | 1 | 0 | 0 | 0 | 1001 | HAR-Switchgear&Jaringan
7400 | UIW Sulselrabar | 7428 | PLN UP3 Makassar Selatan | 2560 | Gd Ry Takalar | ZST1 | PLN Stock Materials | 000000002050109 | CT;380/220V;RING;300/5A;0.5;5VA;P | ZM0205 | BH | NORMAL | 4 | 0 | 0 | 0 | 1001 | HAR-Switchgear&Jaringan
7400 | UIW Sulselrabar | 7428 | PLN UP3 Makassar Selatan | 2560 | Gd Ry Takalar | ZST1 | PLN Stock Materials | 000000002090032 | LA;20-24kV;K;10kA;POLYMER;; | ZM0209 | BH | PRE-MEMORY | 0 | 0 | 0 | 0 | 1001 | HAR-Switchgear&Jaringan
7400 | UIW Sulselrabar | 7428 | PLN UP3 Makassar Selatan | 2560 | Gd Ry Takalar | ZST1 | PLN Stock Materials | 000000002090032 | LA;20-24kV;K;10kA;POLYMER;; | ZM0209 | BH | NORMAL | 1 | 0 | 0 | 0 | 1001 | HAR-Switchgear&Jaringan
7400 | UIW Sulselrabar | 7428 | PLN UP3 Makassar Selatan | 2560 | Gd Ry Takalar | ZST1 | PLN Stock Materials | 000000002190045 | MTR;kWH M;;1P;230V;20-60A;2;;2W | ZM0219 | BH | PRE-MEMORY | 0 | 0 | 0 | 0 | 1003 | HAR-Alat Ukur
7400 | UIW Sulselrabar | 7428 | PLN UP3 Makassar Selatan | 2560 | Gd Ry Takalar | ZST1 | PLN Stock Materials | 000000002190045 | MTR;kWH M;;1P;230V;20-60A;2;;2W | ZM0219 | BH | NORMAL | 0 | 0 | 0 | 0 | 1003 | HAR-Alat Ukur
7400 | UIW Sulselrabar | 7428 | PLN UP3 Makassar Selatan | 2560 | Gd Ry Takalar | ZST1 | PLN Stock Materials | 000000002190058 | MTR;kWH M;;3P;220/380V;5-20A;2;ST;4W | ZM0219 | BH | PRE-MEMORY | 0 | 0 | 0 | 0 | 1003 | HAR-Alat Ukur
7400 | UIW Sulselrabar | 7428 | PLN UP3 Makassar Selatan | 2560 | Gd Ry Takalar | ZST1 | PLN Stock Materials | 000000002190096 | MTR;KWHMCOM;;1P;230V;5-20A MINMCB;2;ST; | ZM0219 | BH | PRE-MEMORY | 0 | 0 | 0 | 0 | 1003 | HAR-Alat Ukur
7400 | UIW Sulselrabar | 7428 | PLN UP3 Makassar Selatan | 2560 | Gd Ry Takalar | ZST1 | PLN Stock Materials | 000000002190207 | MTR;kWH E-PR;;1P;230V;5-60A;2;;2W | ZM0219 | BH | NORMAL | 0 | 0 | 0 | 0 | 1003 | HAR-Alat Ukur
7400 | UIW Sulselrabar | 7428 | PLN UP3 Makassar Selatan | 2560 | Gd Ry Takalar | ZST1 | PLN Stock Materials | 000000002190210 | MTR;kWH M;;3P;220/380V;5-20A;1;ST;4W | ZM0219 | BH | NORMAL | 0 | 0 | 0 | 0 | 1003 | HAR-Alat Ukur
7400 | UIW Sulselrabar | 7428 | PLN UP3 Makassar Selatan | 2560 | Gd Ry Takalar | ZST1 | PLN Stock Materials | 000000002190218 | MTR;kWH E;;3P;230/400V;5-80A;1;;4W | ZM0219 | BH | PRE-MEMORY | 0 | 0 | 0 | 0 | 1003 | HAR-Alat Ukur
7400 | UIW Sulselrabar | 7428 | PLN UP3 Makassar Selatan | 2560 | Gd Ry Takalar | ZST1 | PLN Stock Materials | 000000002190218 | MTR;kWH E;;3P;230/400V;5-80A;1;;4W | ZM0219 | BH | NORMAL | 0 | 0 | 0 | 0 | 1003 | HAR-Alat Ukur
7400 | UIW Sulselrabar | 7428 | PLN UP3 Makassar Selatan | 2560 | Gd Ry Takalar | ZST1 | PLN Stock Materials | 000000002190219 | MTR;kWH E;;3P;57.7/240V;5-10A;0.5;;4W | ZM0219 | BH | NORMAL | 0 | 0 | 0 | 0 | 1003 | HAR-Alat Ukur
7400 | UIW Sulselrabar | 7428 | PLN UP3 Makassar Selatan | 2560 | Gd Ry Takalar | ZST1 | PLN Stock Materials | 000000002190224 | MTR;kWH E-PR;;1P;230V;5-60A;1;;2W | ZM0219 | BH | PRE-MEMORY | 0 | 0 | 0 | 0 | 1003 | HAR-Alat Ukur
7400 | UIW Sulselrabar | 7428 | PLN UP3 Makassar Selatan | 2560 | Gd Ry Takalar | ZST1 | PLN Stock Materials | 000000002190224 | MTR;kWH E-PR;;1P;230V;5-60A;1;;2W | ZM0219 | BH | NORMAL | 308 | 0 | 0 | 0 | 1003 | HAR-Alat Ukur
7400 | UIW Sulselrabar | 7428 | PLN UP3 Makassar Selatan | 2560 | Gd Ry Takalar | ZST1 | PLN Stock Materials | 000000002190231 | MTR;kWH E;;1P;230V;5-40A;1;;2W | ZM0219 | BH | PRE-MEMORY | 0 | 0 | 0 | 0 | 1003 | HAR-Alat Ukur
7400 | UIW Sulselrabar | 7428 | PLN UP3 Makassar Selatan | 2560 | Gd Ry Takalar | ZST1 | PLN Stock Materials | 000000002190231 | MTR;kWH E;;1P;230V;5-40A;1;;2W | ZM0219 | BH | NORMAL | 248 | 0 | 0 | 0 | 1003 | HAR-Alat Ukur
7400 | UIW Sulselrabar | 7428 | PLN UP3 Makassar Selatan | 2560 | Gd Ry Takalar | ZST1 | PLN Stock Materials | 000000002190253 | MTR;kWH E;3P;230/400V;5-10A;1;;4W | ZM0219 | BH | NORMAL | 8 | 0 | 0 | 0 | 1003 | HAR-Alat Ukur
7400 | UIW Sulselrabar | 7428 | PLN UP3 Makassar Selatan | 2560 | Gd Ry Takalar | ZST1 | PLN Stock Materials | 000000002190380 | MTR;kWH M;;1P;230V;5-40A;1;;2W | ZM0219 | BH | NORMAL | 0 | 0 | 0 | 0 | 1003 | HAR-Alat Ukur
7400 | UIW Sulselrabar | 7428 | PLN UP3 Makassar Selatan | 2560 | Gd Ry Takalar | ZST1 | PLN Stock Materials | 000000002190438 | MTR;kWHE;;3P;57.7/100V-230/400;5A;0.5;4W | ZM0219 | BH | NORMAL | 0 | 0 | 0 | 0 | 1003 | HAR-Alat Ukur
7400 | UIW Sulselrabar | 7428 | PLN UP3 Makassar Selatan | 2560 | Gd Ry Takalar | ZST1 | PLN Stock Materials | 000000002190822 | MTR;SPLU;PR;1P;230V;5-60A;1;;2W | ZM0219 | BH | NORMAL | 11 | 0 | 0 | 0 | 1003 | HAR-Alat Ukur
7400 | UIW Sulselrabar | 7428 | PLN UP3 Makassar Selatan | 2560 | Gd Ry Takalar | ZST1 | PLN Stock Materials | 000000002200004 | MTR ACC;SEGEL PLASTIC | ZM0220 | BH | NORMAL | 0 | 0 | 0 | 0 | 1003 | HAR-Alat Ukur
7400 | UIW Sulselrabar | 7428 | PLN UP3 Makassar Selatan | 2560 | Gd Ry Takalar | ZST1 | PLN Stock Materials | 000000002200016 | MTR ACC;SEGEL PUTAR PLASTIC | ZM0220 | BH | NORMAL | 0 | 0 | 0 | 0 | 1003 | HAR-Alat Ukur
7400 | UIW Sulselrabar | 7428 | PLN UP3 Makassar Selatan | 2560 | Gd Ry Takalar | ZST1 | PLN Stock Materials | 000000002200023 | MTR ACC;MODEM GSM/56KBPS | ZM0220 | BH | NORMAL | 0 | 0 | 0 | 0 | 1003 | HAR-Alat Ukur
7400 | UIW Sulselrabar | 7428 | PLN UP3 Makassar Selatan | 2560 | Gd Ry Takalar | ZST1 | PLN Stock Materials | 000000002240024 | FUSE;380/220V;100A;SQUARE;1 | ZM0224 | BH | NORMAL | 0 | 0 | 0 | 0 | 1001 | HAR-Switchgear&Jaringan
7400 | UIW Sulselrabar | 7428 | PLN UP3 Makassar Selatan | 2560 | Gd Ry Takalar | ZST1 | PLN Stock Materials | 000000002240029 | FUSE;380/220V;125A;SQUARE;1 | ZM0224 | BH | NORMAL | 0 | 0 | 0 | 0 | 1001 | HAR-Switchgear&Jaringan
7400 | UIW Sulselrabar | 7428 | PLN UP3 Makassar Selatan | 2560 | Gd Ry Takalar | ZST1 | PLN Stock Materials | 000000002240035 | FUSE;380/220V;160A;SQUARE;1 | ZM0224 | BH | NORMAL | 22 | 0 | 0 | 0 | 1001 | HAR-Switchgear&Jaringan
7400 | UIW Sulselrabar | 7428 | PLN UP3 Makassar Selatan | 2560 | Gd Ry Takalar | ZST1 | PLN Stock Materials | 000000002240038 | FUSE;380/220V;200A;SQUARE;1 | ZM0224 | BH | NORMAL | 0 | 0 | 0 | 0 | 1001 | HAR-Switchgear&Jaringan
7400 | UIW Sulselrabar | 7428 | PLN UP3 Makassar Selatan | 2560 | Gd Ry Takalar | ZST1 | PLN Stock Materials | 000000002240044 | FUSE;380/220V;250A;SQUARE;1 | ZM0224 | BH | NORMAL | 0 | 0 | 0 | 0 | 1001 | HAR-Switchgear&Jaringan
7400 | UIW Sulselrabar | 7428 | PLN UP3 Makassar Selatan | 2560 | Gd Ry Takalar | ZST1 | PLN Stock Materials | 000000002240048 | FUSE;380/220V;300A;SQUARE;2 | ZM0224 | BH | NORMAL | 0 | 0 | 0 | 0 | 1001 | HAR-Switchgear&Jaringan
7400 | UIW Sulselrabar | 7428 | PLN UP3 Makassar Selatan | 2560 | Gd Ry Takalar | ZST1 | PLN Stock Materials | 000000002240049 | FUSE;380/220V;315A;SQUARE;2 | ZM0224 | BH | PRE-MEMORY | 0 | 0 | 0 | 0 | 1001 | HAR-Switchgear&Jaringan
7400 | UIW Sulselrabar | 7428 | PLN UP3 Makassar Selatan | 2560 | Gd Ry Takalar | ZST1 | PLN Stock Materials | 000000002240049 | FUSE;380/220V;315A;SQUARE;2 | ZM0224 | BH | NORMAL | 7 | 0 | 0 | 0 | 1001 | HAR-Switchgear&Jaringan
7400 | UIW Sulselrabar | 7428 | PLN UP3 Makassar Selatan | 2560 | Gd Ry Takalar | ZST1 | PLN Stock Materials | 000000002240050 | FUSE;380/220V;355A;SQUARE;2 | ZM0224 | BH | NORMAL | 0 | 0 | 0 | 0 | 1001 | HAR-Switchgear&Jaringan
7400 | UIW Sulselrabar | 7428 | PLN UP3 Makassar Selatan | 2560 | Gd Ry Takalar | ZST1 | PLN Stock Materials | 000000002240067 | FUSE;380/220V;63A;SQUARE;1 | ZM0224 | BH | NORMAL | 0 | 0 | 0 | 0 | 1001 | HAR-Switchgear&Jaringan
7400 | UIW Sulselrabar | 7428 | PLN UP3 Makassar Selatan | 2560 | Gd Ry Takalar | ZST1 | PLN Stock Materials | 000000002240072 | FUSE;380/220V;80A;SQUARE;1 | ZM0224 | BH | PRE-MEMORY | 0 | 0 | 0 | 0 | 1001 | HAR-Switchgear&Jaringan
7400 | UIW Sulselrabar | 7428 | PLN UP3 Makassar Selatan | 2560 | Gd Ry Takalar | ZST1 | PLN Stock Materials | 000000002240072 | FUSE;380/220V;80A;SQUARE;1 | ZM0224 | BH | NORMAL | 0 | 0 | 0 | 0 | 1001 | HAR-Switchgear&Jaringan
7400 | UIW Sulselrabar | 7428 | PLN UP3 Makassar Selatan | 2560 | Gd Ry Takalar | ZST1 | PLN Stock Materials | 000000002240074 | FUSE;20/24kV;10A;TUBE;D21mm | ZM0224 | BH | NORMAL | 0 | 0 | 0 | 0 | 1001 | HAR-Switchgear&Jaringan
7400 | UIW Sulselrabar | 7428 | PLN UP3 Makassar Selatan | 2560 | Gd Ry Takalar | ZST1 | PLN Stock Materials | 000000002240113 | FUSE;380/220V;250A;SQUARE;2 | ZM0224 | BH | PRE-MEMORY | 0 | 0 | 0 | 0 | 1001 | HAR-Switchgear&Jaringan
7400 | UIW Sulselrabar | 7428 | PLN UP3 Makassar Selatan | 2560 | Gd Ry Takalar | ZST1 | PLN Stock Materials | 000000002240118 | FUSE;380/220V;63A;SQUARE;2 | ZM0224 | BH | PRE-MEMORY | 0 | 0 | 0 | 0 | 1001 | HAR-Switchgear&Jaringan
7400 | UIW Sulselrabar | 7428 | PLN UP3 Makassar Selatan | 2560 | Gd Ry Takalar | ZST1 | PLN Stock Materials | 000000002240120 | FUSE;380/220V;100A;SQUARE;2 | ZM0224 | BH | PRE-MEMORY | 0 | 0 | 0 | 0 | 1001 | HAR-Switchgear&Jaringan
7400 | UIW Sulselrabar | 7428 | PLN UP3 Makassar Selatan | 2560 | Gd Ry Takalar | ZST1 | PLN Stock Materials | 000000002240120 | FUSE;380/220V;100A;SQUARE;2 | ZM0224 | BH | NORMAL | 0 | 0 | 0 | 0 | 1001 | HAR-Switchgear&Jaringan
7400 | UIW Sulselrabar | 7428 | PLN UP3 Makassar Selatan | 2560 | Gd Ry Takalar | ZST1 | PLN Stock Materials | 000000002240121 | FUSE;380/220V;125A;SQUARE;2 | ZM0224 | BH | PRE-MEMORY | 0 | 0 | 0 | 0 | 1001 | HAR-Switchgear&Jaringan
7400 | UIW Sulselrabar | 7428 | PLN UP3 Makassar Selatan | 2560 | Gd Ry Takalar | ZST1 | PLN Stock Materials | 000000002240121 | FUSE;380/220V;125A;SQUARE;2 | ZM0224 | BH | NORMAL | 0 | 0 | 0 | 0 | 1001 | HAR-Switchgear&Jaringan
7400 | UIW Sulselrabar | 7428 | PLN UP3 Makassar Selatan | 2560 | Gd Ry Takalar | ZST1 | PLN Stock Materials | 000000002240122 | FUSE;380/220V;160A;SQUARE;2 | ZM0224 | BH | PRE-MEMORY | 0 | 0 | 0 | 0 | 1001 | HAR-Switchgear&Jaringan
7400 | UIW Sulselrabar | 7428 | PLN UP3 Makassar Selatan | 2560 | Gd Ry Takalar | ZST1 | PLN Stock Materials | 000000002240122 | FUSE;380/220V;160A;SQUARE;2 | ZM0224 | BH | NORMAL | 0 | 0 | 0 | 0 | 1001 | HAR-Switchgear&Jaringan
7400 | UIW Sulselrabar | 7428 | PLN UP3 Makassar Selatan | 2560 | Gd Ry Takalar | ZST1 | PLN Stock Materials | 000000002240123 | FUSE;380/220V;200A;SQUARE;2 | ZM0224 | BH | PRE-MEMORY | 0 | 0 | 0 | 0 | 1001 | HAR-Switchgear&Jaringan
7400 | UIW Sulselrabar | 7428 | PLN UP3 Makassar Selatan | 2560 | Gd Ry Takalar | ZST1 | PLN Stock Materials | 000000002240123 | FUSE;380/220V;200A;SQUARE;2 | ZM0224 | BH | NORMAL | 0 | 0 | 0 | 0 | 1001 | HAR-Switchgear&Jaringan
7400 | UIW Sulselrabar | 7428 | PLN UP3 Makassar Selatan | 2560 | Gd Ry Takalar | ZST1 | PLN Stock Materials | 000000002240125 | FUSE;380/220V;350A;SQUARE;2 | ZM0224 | BH | PRE-MEMORY | 0 | 0 | 0 | 0 | 1001 | HAR-Switchgear&Jaringan
7400 | UIW Sulselrabar | 7428 | PLN UP3 Makassar Selatan | 2560 | Gd Ry Takalar | ZST1 | PLN Stock Materials | 000000003030030 | POLE;STEEL;20kV;CIRCL;11m;200daN;; | ZM0303 | BTG | PRE-MEMORY | 0 | 0 | 0 | 0 | 1004 | HAR-Menara&Tiang
7400 | UIW Sulselrabar | 7428 | PLN UP3 Makassar Selatan | 2560 | Gd Ry Takalar | ZST1 | PLN Stock Materials | 000000003030030 | POLE;STEEL;20kV;CIRCL;11m;200daN;; | ZM0303 | BTG | NORMAL | 0 | 0 | 0 | 0 | 1004 | HAR-Menara&Tiang
7400 | UIW Sulselrabar | 7428 | PLN UP3 Makassar Selatan | 2560 | Gd Ry Takalar | ZST1 | PLN Stock Materials | 000000003030035 | POLE;STEEL;20kV;CIRCL;13m;200daN;; | ZM0303 | BTG | NORMAL | 0 | 0 | 0 | 0 | 1004 | HAR-Menara&Tiang
7400 | UIW Sulselrabar | 7428 | PLN UP3 Makassar Selatan | 2560 | Gd Ry Takalar | ZST1 | PLN Stock Materials | 000000003030041 | POLE;STEEL;220V;CIRCL;9m;200daN;; | ZM0303 | BTG | NORMAL | 0 | 0 | 0 | 0 | 1004 | HAR-Menara&Tiang
7400 | UIW Sulselrabar | 7428 | PLN UP3 Makassar Selatan | 2560 | Gd Ry Takalar | ZST1 | PLN Stock Materials | 000000003040188 | POLE ACC;STAINLESS STEEL STRAP | ZM0304 | M | NORMAL | 0 | 0 | 0 | 0 | 1004 | HAR-Menara&Tiang
7400 | UIW Sulselrabar | 7428 | PLN UP3 Makassar Selatan | 2560 | Gd Ry Takalar | ZST1 | PLN Stock Materials | 000000003040245 | POLE ACC;CR ARM UNP100X50X5X2000mm GALV | ZM0304 | BH | PRE-MEMORY | 0 | 0 | 0 | 0 | 1004 | HAR-Menara&Tiang
7400 | UIW Sulselrabar | 7428 | PLN UP3 Makassar Selatan | 2560 | Gd Ry Takalar | ZST1 | PLN Stock Materials | 000000003040246 | POLE ACC;CR ARM UNP100X50X5X2500mm GALV | ZM0304 | BH | PRE-MEMORY | 0 | 0 | 0 | 0 | 1004 | HAR-Menara&Tiang
7400 | UIW Sulselrabar | 7428 | PLN UP3 Makassar Selatan | 2560 | Gd Ry Takalar | ZST1 | PLN Stock Materials | 000000003040249 | POLE ACC;CR ARM UNP80X50X5X2000mm GALV | ZM0304 | BH | PRE-MEMORY | 0 | 0 | 0 | 0 | 1004 | HAR-Menara&Tiang
7400 | UIW Sulselrabar | 7428 | PLN UP3 Makassar Selatan | 2560 | Gd Ry Takalar | ZST1 | PLN Stock Materials | 000000003040324 | POLE ACC;YOKES/STOPING BUCKLE | ZM0304 | BH | NORMAL | 0 | 0 | 0 | 0 | 1004 | HAR-Menara&Tiang
7400 | UIW Sulselrabar | 7428 | PLN UP3 Makassar Selatan | 2560 | Gd Ry Takalar | ZST1 | PLN Stock Materials | 000000003040483 | POLE ACC;POLE BRAKET 6-7" | ZM0304 | BH | NORMAL | 0 | 0 | 0 | 0 | 1004 | HAR-Menara&Tiang
7400 | UIW Sulselrabar | 7428 | PLN UP3 Makassar Selatan | 2560 | Gd Ry Takalar | ZST1 | PLN Stock Materials | 000000003040642 | POLE ACC;CR ARM UNP60.5X35X5X2500mm GALV | ZM0304 | BH | NORMAL | 0 | 0 | 0 | 0 | 1004 | HAR-Menara&Tiang
7400 | UIW Sulselrabar | 7428 | PLN UP3 Makassar Selatan | 2560 | Gd Ry Takalar | ZST1 | PLN Stock Materials | 000000003050030 | CONDUCTOR;CU;50mm2;19.28kN | ZM0305 | M | PRE-MEMORY | 0 | 0 | 0 | 0 | 1001 | HAR-Switchgear&Jaringan
7400 | UIW Sulselrabar | 7428 | PLN UP3 Makassar Selatan | 2560 | Gd Ry Takalar | ZST1 | PLN Stock Materials | 000000003050084 | CONDUCTOR;AAAC-S;150mm2; | ZM0305 | M | NORMAL | 0 | 0 | 0 | 0 | 1001 | HAR-Switchgear&Jaringan
7400 | UIW Sulselrabar | 7428 | PLN UP3 Makassar Selatan | 2560 | Gd Ry Takalar | ZST1 | PLN Stock Materials | 000000003050088 | CONDUCTOR;AAAC-S;70mm2; | ZM0305 | M | PRE-MEMORY | 0 | 0 | 0 | 0 | 1001 | HAR-Switchgear&Jaringan
7400 | UIW Sulselrabar | 7428 | PLN UP3 Makassar Selatan | 2560 | Gd Ry Takalar | ZST1 | PLN Stock Materials | 000000003050088 | CONDUCTOR;AAAC-S;70mm2; | ZM0305 | M | NORMAL | 664.006 | 0 | 0 | 0 | 1001 | HAR-Switchgear&Jaringan
7400 | UIW Sulselrabar | 7428 | PLN UP3 Makassar Selatan | 2560 | Gd Ry Takalar | ZST1 | PLN Stock Materials | 000000003060062 | COND ACC;TEKEP ISOLATOR 20KV L150MM2 EXT | ZM0306 | SET | NORMAL | 0 | 0 | 0 | 0 | 1001 | HAR-Switchgear&Jaringan
7400 | UIW Sulselrabar | 7428 | PLN UP3 Makassar Selatan | 2560 | Gd Ry Takalar | ZST1 | PLN Stock Materials | 000000003060122 | COND ACC;DEAD END ASSEMBLY | ZM0306 | BH | NORMAL | 9 | 0 | 0 | 0 | 1001 | HAR-Switchgear&Jaringan
7400 | UIW Sulselrabar | 7428 | PLN UP3 Makassar Selatan | 2560 | Gd Ry Takalar | ZST1 | PLN Stock Materials | 000000003060128 | COND ACC;NON TENSION JOINT AL 35mm2 | ZM0306 | BH | NORMAL | 0 | 0 | 0 | 0 | 1001 | HAR-Switchgear&Jaringan
7400 | UIW Sulselrabar | 7428 | PLN UP3 Makassar Selatan | 2560 | Gd Ry Takalar | ZST1 | PLN Stock Materials | 000000003060129 | COND ACC;NON TENSION JOINT AL 50mm2 | ZM0306 | BH | PRE-MEMORY | 0 | 0 | 0 | 0 | 1001 | HAR-Switchgear&Jaringan
7400 | UIW Sulselrabar | 7428 | PLN UP3 Makassar Selatan | 2560 | Gd Ry Takalar | ZST1 | PLN Stock Materials | 000000003060129 | COND ACC;NON TENSION JOINT AL 50mm2 | ZM0306 | BH | NORMAL | 0 | 0 | 0 | 0 | 1001 | HAR-Switchgear&Jaringan
7400 | UIW Sulselrabar | 7428 | PLN UP3 Makassar Selatan | 2560 | Gd Ry Takalar | ZST1 | PLN Stock Materials | 000000003060137 | COND ACC;JOINT SLEEVE AL 70mm2 INSUL | ZM0306 | BH | PRE-MEMORY | 0 | 0 | 0 | 0 | 1001 | HAR-Switchgear&Jaringan
7400 | UIW Sulselrabar | 7428 | PLN UP3 Makassar Selatan | 2560 | Gd Ry Takalar | ZST1 | PLN Stock Materials | 000000003060137 | COND ACC;JOINT SLEEVE AL 70mm2 INSUL | ZM0306 | BH | NORMAL | 0 | 0 | 0 | 0 | 1001 | HAR-Switchgear&Jaringan
7400 | UIW Sulselrabar | 7428 | PLN UP3 Makassar Selatan | 2560 | Gd Ry Takalar | ZST1 | PLN Stock Materials | 000000003060141 | COND ACC;JOINT SLEEVE AL 35mm2 | ZM0306 | BH | NORMAL | 0 | 0 | 0 | 0 | 1001 | HAR-Switchgear&Jaringan
7400 | UIW Sulselrabar | 7428 | PLN UP3 Makassar Selatan | 2560 | Gd Ry Takalar | ZST1 | PLN Stock Materials | 000000003060143 | COND ACC;JOINT SLEEVE AL 70mm2 | ZM0306 | BH | NORMAL | 0 | 0 | 0 | 0 | 1001 | HAR-Switchgear&Jaringan
7400 | UIW Sulselrabar | 7428 | PLN UP3 Makassar Selatan | 2560 | Gd Ry Takalar | ZST1 | PLN Stock Materials | 000000003060145 | COND ACC;JOINT SLEEVE AL 150mm2 | ZM0306 | BH | PRE-MEMORY | 0 | 0 | 0 | 0 | 1001 | HAR-Switchgear&Jaringan
7400 | UIW Sulselrabar | 7428 | PLN UP3 Makassar Selatan | 2560 | Gd Ry Takalar | ZST1 | PLN Stock Materials | 000000003060145 | COND ACC;JOINT SLEEVE AL 150mm2 | ZM0306 | BH | NORMAL | 0 | 0 | 0 | 0 | 1001 | HAR-Switchgear&Jaringan
7400 | UIW Sulselrabar | 7428 | PLN UP3 Makassar Selatan | 2560 | Gd Ry Takalar | ZST1 | PLN Stock Materials | 000000003060185 | COND ACC;TAP CONNECOR KEDAP AIR 6-25 | ZM0306 | BH | PRE-MEMORY | 0 | 0 | 0 | 0 | 1001 | HAR-Switchgear&Jaringan
7400 | UIW Sulselrabar | 7428 | PLN UP3 Makassar Selatan | 2560 | Gd Ry Takalar | ZST1 | PLN Stock Materials | 000000003060185 | COND ACC;TAP CONNECOR KEDAP AIR 6-25 | ZM0306 | BH | NORMAL | 0 | 0 | 0 | 0 | 1001 | HAR-Switchgear&Jaringan
7400 | UIW Sulselrabar | 7428 | PLN UP3 Makassar Selatan | 2560 | Gd Ry Takalar | ZST1 | PLN Stock Materials | 000000003060203 | COND ACC;JOINT AL 150mm2 COMP | ZM0306 | BH | PRE-MEMORY | 0 | 0 | 0 | 0 | 1001 | HAR-Switchgear&Jaringan
7400 | UIW Sulselrabar | 7428 | PLN UP3 Makassar Selatan | 2560 | Gd Ry Takalar | ZST1 | PLN Stock Materials | 000000003060213 | COND ACC;JOINT ALCU 70mm2 INSUL | ZM0306 | BH | NORMAL | 0 | 0 | 0 | 0 | 1001 | HAR-Switchgear&Jaringan
7400 | UIW Sulselrabar | 7428 | PLN UP3 Makassar Selatan | 2560 | Gd Ry Takalar | ZST1 | PLN Stock Materials | 000000003060233 | COND ACC;JOINT SLEEVE ALCU 70mm2 | ZM0306 | BH | PRE-MEMORY | 0 | 0 | 0 | 0 | 1001 | HAR-Switchgear&Jaringan
7400 | UIW Sulselrabar | 7428 | PLN UP3 Makassar Selatan | 2560 | Gd Ry Takalar | ZST1 | PLN Stock Materials | 000000003060315 | COND ACC;JOINT ALCU 35-35mm2 COMP | ZM0306 | BH | NORMAL | 0 | 0 | 0 | 0 | 1001 | HAR-Switchgear&Jaringan
7400 | UIW Sulselrabar | 7428 | PLN UP3 Makassar Selatan | 2560 | Gd Ry Takalar | ZST1 | PLN Stock Materials | 000000003060317 | COND ACC;JOINT ALCU 35-70mm2 COMP | ZM0306 | BH | NORMAL | 0 | 0 | 0 | 0 | 1001 | HAR-Switchgear&Jaringan
7400 | UIW Sulselrabar | 7428 | PLN UP3 Makassar Selatan | 2560 | Gd Ry Takalar | ZST1 | PLN Stock Materials | 000000003060320 | COND ACC;JOINT ALCU 70-70mm2 COMP | ZM0306 | BH | NORMAL | 0 | 0 | 0 | 0 | 1001 | HAR-Switchgear&Jaringan
7400 | UIW Sulselrabar | 7428 | PLN UP3 Makassar Selatan | 2560 | Gd Ry Takalar | ZST1 | PLN Stock Materials | 000000003060348 | COND ACC;NON TENSION JOINT ALCU 70mm2 | ZM0306 | BH | NORMAL | 0 | 0 | 0 | 0 | 1001 | HAR-Switchgear&Jaringan
7400 | UIW Sulselrabar | 7428 | PLN UP3 Makassar Selatan | 2560 | Gd Ry Takalar | ZST1 | PLN Stock Materials | 000000003060469 | COND ACC;JOINT ALCU 70-50mm2 COMP | ZM0306 | BH | NORMAL | 0 | 0 | 0 | 0 | 1001 | HAR-Switchgear&Jaringan
7400 | UIW Sulselrabar | 7428 | PLN UP3 Makassar Selatan | 2560 | Gd Ry Takalar | ZST1 | PLN Stock Materials | 000000003060481 | COND ACC;JOINT SLEEVE AL 70mm2 COMP | ZM0306 | BH | NORMAL | 0 | 0 | 0 | 0 | 1001 | HAR-Switchgear&Jaringan
7400 | UIW Sulselrabar | 7428 | PLN UP3 Makassar Selatan | 2560 | Gd Ry Takalar | ZST1 | PLN Stock Materials | 000000003060598 | COND ACC;TEKEP ISOLATOR 20KV L150 MM2 | ZM0306 | BH | NORMAL | 0 | 0 | 0 | 0 | 1001 | HAR-Switchgear&Jaringan
7400 | UIW Sulselrabar | 7428 | PLN UP3 Makassar Selatan | 2560 | Gd Ry Takalar | ZST1 | PLN Stock Materials | 000000003060599 | COND ACC;TEKEP ISOLATOR 20KV B70 MM2 | ZM0306 | BH | PRE-MEMORY | 0 | 0 | 0 | 0 | 1001 | HAR-Switchgear&Jaringan
7400 | UIW Sulselrabar | 7428 | PLN UP3 Makassar Selatan | 2560 | Gd Ry Takalar | ZST1 | PLN Stock Materials | 000000003061426 | COND ACC;TEKEP ISOLATOR 20KV L70MM2 EXT | ZM0306 | U | NORMAL | 0 | 0 | 0 | 0 | 1001 | HAR-Switchgear&Jaringan
7400 | UIW Sulselrabar | 7428 | PLN UP3 Makassar Selatan | 2560 | Gd Ry Takalar | ZST1 | PLN Stock Materials | 000000003070036 | ISOLATOR;DISC;PORC;20kV;TENSION;120kN | ZM0307 | SET | PRE-MEMORY | 0 | 0 | 0 | 0 | 1001 | HAR-Switchgear&Jaringan
7400 | UIW Sulselrabar | 7428 | PLN UP3 Makassar Selatan | 2560 | Gd Ry Takalar | ZST1 | PLN Stock Materials | 000000003070151 | ISOLATOR;PINPOST;PORC;24KV;;12.5kN | ZM0307 | BH | PRE-MEMORY | 0 | 0 | 0 | 0 | 1001 | HAR-Switchgear&Jaringan
7400 | UIW Sulselrabar | 7428 | PLN UP3 Makassar Selatan | 2560 | Gd Ry Takalar | ZST1 | PLN Stock Materials | 000000003070151 | ISOLATOR;PINPOST;PORC;24KV;;12.5kN | ZM0307 | BH | NORMAL | 0 | 0 | 0 | 0 | 1001 | HAR-Switchgear&Jaringan
7400 | UIW Sulselrabar | 7428 | PLN UP3 Makassar Selatan | 2560 | Gd Ry Takalar | ZST1 | PLN Stock Materials | 000000003070152 | ISOLATOR;LINEPOST;POLYMER;24KV;;12.5kN | ZM0307 | BH | NORMAL | 0 | 0 | 0 | 0 | 1001 | HAR-Switchgear&Jaringan
7400 | UIW Sulselrabar | 7428 | PLN UP3 Makassar Selatan | 2560 | Gd Ry Takalar | ZST1 | PLN Stock Materials | 000000003070154 | ISOLATOR;SUSP;POLYMER;24KV;;70kN | ZM0307 | BH | NORMAL | 0 | 0 | 0 | 0 | 1001 | HAR-Switchgear&Jaringan
7400 | UIW Sulselrabar | 7428 | PLN UP3 Makassar Selatan | 2560 | Gd Ry Takalar | ZST1 | PLN Stock Materials | 000000003070155 | ISOLATOR;SUSP;PORC;24KV;;70kN | ZM0307 | SET | NORMAL | 0 | 0 | 0 | 0 | 1001 | HAR-Switchgear&Jaringan
7400 | UIW Sulselrabar | 7428 | PLN UP3 Makassar Selatan | 2560 | Gd Ry Takalar | ZST1 | PLN Stock Materials | 000000003070160 | ISOLATOR;STRAIN KAP PIN;PORC;24KV;;70kN | ZM0307 | BH | NORMAL | 0 | 0 | 0 | 0 | 1001 | HAR-Switchgear&Jaringan
7400 | UIW Sulselrabar | 7428 | PLN UP3 Makassar Selatan | 2560 | Gd Ry Takalar | ZST1 | PLN Stock Materials | 000000003110025 | CABLE PWR;NFA2X;2X10mm2;0.6/1kV;OH | ZM0311 | M | PRE-MEMORY | 0 | 0 | 0 | 0 | 1001 | HAR-Switchgear&Jaringan
7400 | UIW Sulselrabar | 7428 | PLN UP3 Makassar Selatan | 2560 | Gd Ry Takalar | ZST1 | PLN Stock Materials | 000000003110025 | CABLE PWR;NFA2X;2X10mm2;0.6/1kV;OH | ZM0311 | M | NORMAL | 3002 | 0 | 0 | 0 | 1001 | HAR-Switchgear&Jaringan
7400 | UIW Sulselrabar | 7428 | PLN UP3 Makassar Selatan | 2560 | Gd Ry Takalar | ZST1 | PLN Stock Materials | 000000003110026 | CABLE PWR;NFA2X;2X16mm2;0.6/1kV;OH | ZM0311 | M | NORMAL | 0 | 0 | 0 | 0 | 1001 | HAR-Switchgear&Jaringan
7400 | UIW Sulselrabar | 7428 | PLN UP3 Makassar Selatan | 2560 | Gd Ry Takalar | ZST1 | PLN Stock Materials | 000000003110029 | CABLE PWR;NFA2X;4X16mm2;0.6/1kV;OH | ZM0311 | M | NORMAL | 0 | 0 | 0 | 0 | 1001 | HAR-Switchgear&Jaringan
7400 | UIW Sulselrabar | 7428 | PLN UP3 Makassar Selatan | 2560 | Gd Ry Takalar | ZST1 | PLN Stock Materials | 000000003110038 | CABLE PWR;NFA2X-T;3X35+1X25;0.6/1kV;OH | ZM0311 | M | PRE-MEMORY | 0 | 0 | 0 | 0 | 1001 | HAR-Switchgear&Jaringan
7400 | UIW Sulselrabar | 7428 | PLN UP3 Makassar Selatan | 2560 | Gd Ry Takalar | ZST1 | PLN Stock Materials | 000000003110038 | CABLE PWR;NFA2X-T;3X35+1X25;0.6/1kV;OH | ZM0311 | M | NORMAL | 0 | 0 | 0 | 0 | 1001 | HAR-Switchgear&Jaringan
7400 | UIW Sulselrabar | 7428 | PLN UP3 Makassar Selatan | 2560 | Gd Ry Takalar | ZST1 | PLN Stock Materials | 000000003110039 | CABLE PWR;NFA2X-T;3X35+1X35;0.6/1kV;OH | ZM0311 | M | NORMAL | 0 | 0 | 0 | 0 | 1001 | HAR-Switchgear&Jaringan
7400 | UIW Sulselrabar | 7428 | PLN UP3 Makassar Selatan | 2560 | Gd Ry Takalar | ZST1 | PLN Stock Materials | 000000003110041 | CABLE PWR;NFA2X-T;3X70+1X50;0.6/1kV;OH | ZM0311 | M | PRE-MEMORY | 0 | 0 | 0 | 0 | 1001 | HAR-Switchgear&Jaringan
7400 | UIW Sulselrabar | 7428 | PLN UP3 Makassar Selatan | 2560 | Gd Ry Takalar | ZST1 | PLN Stock Materials | 000000003110041 | CABLE PWR;NFA2X-T;3X70+1X50;0.6/1kV;OH | ZM0311 | M | NORMAL | 0 | 0 | 0 | 0 | 1001 | HAR-Switchgear&Jaringan
7400 | UIW Sulselrabar | 7428 | PLN UP3 Makassar Selatan | 2560 | Gd Ry Takalar | ZST1 | PLN Stock Materials | 000000003110060 | CABLE PWR;NYY;1X150mm2;0.6/1kV;OH | ZM0311 | M | PRE-MEMORY | 0 | 0 | 0 | 0 | 1001 | HAR-Switchgear&Jaringan
7400 | UIW Sulselrabar | 7428 | PLN UP3 Makassar Selatan | 2560 | Gd Ry Takalar | ZST1 | PLN Stock Materials | 000000003110060 | CABLE PWR;NYY;1X150mm2;0.6/1kV;OH | ZM0311 | M | NORMAL | 0 | 0 | 0 | 0 | 1001 | HAR-Switchgear&Jaringan
7400 | UIW Sulselrabar | 7428 | PLN UP3 Makassar Selatan | 2560 | Gd Ry Takalar | ZST1 | PLN Stock Materials | 000000003110064 | CABLE PWR;NYY;1X70mm2;0.6/1kV;OH | ZM0311 | M | PRE-MEMORY | 0 | 0 | 0 | 0 | 1001 | HAR-Switchgear&Jaringan
7400 | UIW Sulselrabar | 7428 | PLN UP3 Makassar Selatan | 2560 | Gd Ry Takalar | ZST1 | PLN Stock Materials | 000000003110064 | CABLE PWR;NYY;1X70mm2;0.6/1kV;OH | ZM0311 | M | NORMAL | 0 | 0 | 0 | 0 | 1001 | HAR-Switchgear&Jaringan
7400 | UIW Sulselrabar | 7428 | PLN UP3 Makassar Selatan | 2560 | Gd Ry Takalar | ZST1 | PLN Stock Materials | 000000003110291 | CABLE PWR;NYY;1x95mm2;230/380V;OH | ZM0311 | M | PRE-MEMORY | 0 | 0 | 0 | 0 | 1001 | HAR-Switchgear&Jaringan
7400 | UIW Sulselrabar | 7428 | PLN UP3 Makassar Selatan | 2560 | Gd Ry Takalar | ZST1 | PLN Stock Materials | 000000003110291 | CABLE PWR;NYY;1x95mm2;230/380V;OH | ZM0311 | M | NORMAL | 0 | 0 | 0 | 0 | 1001 | HAR-Switchgear&Jaringan
7400 | UIW Sulselrabar | 7428 | PLN UP3 Makassar Selatan | 2560 | Gd Ry Takalar | ZST1 | PLN Stock Materials | 000000003110514 | CABLE PWR;NYY;1X70mm2;0.6/1kV;Opstig | ZM0311 | M | NORMAL | 0 | 0 | 0 | 0 | 1001 | HAR-Switchgear&Jaringan
7400 | UIW Sulselrabar | 7428 | PLN UP3 Makassar Selatan | 2560 | Gd Ry Takalar | ZST1 | PLN Stock Materials | 000000003110515 | CABLE PWR;NYY;1X95mm2;0.6/1kV;Opstig | ZM0311 | M | NORMAL | 0 | 0 | 0 | 0 | 1001 | HAR-Switchgear&Jaringan
7400 | UIW Sulselrabar | 7428 | PLN UP3 Makassar Selatan | 2560 | Gd Ry Takalar | ZST1 | PLN Stock Materials | 000000003110516 | CABLE PWR;NYY;1X150mm2;0.6/1kV;Opstig | ZM0311 | M | NORMAL | 60 | 0 | 0 | 0 | 1001 | HAR-Switchgear&Jaringan
7400 | UIW Sulselrabar | 7428 | PLN UP3 Makassar Selatan | 2560 | Gd Ry Takalar | ZST1 | PLN Stock Materials | 000000003110542 | CABLE PWR;NFA2X-T;3X70+1X70;0.6/1kV;OH | ZM0311 | M | NORMAL | 0 | 0 | 0 | 0 | 1001 | HAR-Switchgear&Jaringan
7400 | UIW Sulselrabar | 7428 | PLN UP3 Makassar Selatan | 2560 | Gd Ry Takalar | ZST1 | PLN Stock Materials | 000000003120007 | CABLE PWR ACC;CABLE SHOE AL 150mm2 | ZM0312 | BH | PRE-MEMORY | 0 | 0 | 0 | 0 | 1001 | HAR-Switchgear&Jaringan
7400 | UIW Sulselrabar | 7428 | PLN UP3 Makassar Selatan | 2560 | Gd Ry Takalar | ZST1 | PLN Stock Materials | 000000003120010 | CABLE PWR ACC;CABLE SHOE AL 50mm2 | ZM0312 | BH | PRE-MEMORY | 0 | 0 | 0 | 0 | 1001 | HAR-Switchgear&Jaringan
7400 | UIW Sulselrabar | 7428 | PLN UP3 Makassar Selatan | 2560 | Gd Ry Takalar | ZST1 | PLN Stock Materials | 000000003120018 | CABLE PWR ACC;CABLE SHOE CU 95mm2 | ZM0312 | BH | PRE-MEMORY | 0 | 0 | 0 | 0 | 1001 | HAR-Switchgear&Jaringan
7400 | UIW Sulselrabar | 7428 | PLN UP3 Makassar Selatan | 2560 | Gd Ry Takalar | ZST1 | PLN Stock Materials | 000000003120018 | CABLE PWR ACC;CABLE SHOE CU 95mm2 | ZM0312 | BH | NORMAL | 0 | 0 | 0 | 0 | 1001 | HAR-Switchgear&Jaringan
7400 | UIW Sulselrabar | 7428 | PLN UP3 Makassar Selatan | 2560 | Gd Ry Takalar | ZST1 | PLN Stock Materials | 000000003120037 | CABLE PWR ACC;DEAD END ASSY FIXED 50mm | ZM0312 | SET | NORMAL | 0 | 0 | 0 | 0 | 1001 | HAR-Switchgear&Jaringan
7400 | UIW Sulselrabar | 7428 | PLN UP3 Makassar Selatan | 2560 | Gd Ry Takalar | ZST1 | PLN Stock Materials | 000000003120058 | CABLE PWR ACC;LARGE ANGLE ASSY 70mm | ZM0312 | SET | PRE-MEMORY | 0 | 0 | 0 | 0 | 1001 | HAR-Switchgear&Jaringan
7400 | UIW Sulselrabar | 7428 | PLN UP3 Makassar Selatan | 2560 | Gd Ry Takalar | ZST1 | PLN Stock Materials | 000000003120058 | CABLE PWR ACC;LARGE ANGLE ASSY 70mm | ZM0312 | SET | NORMAL | 0 | 0 | 0 | 0 | 1001 | HAR-Switchgear&Jaringan
7400 | UIW Sulselrabar | 7428 | PLN UP3 Makassar Selatan | 2560 | Gd Ry Takalar | ZST1 | PLN Stock Materials | 000000003120061 | CABLE PWR ACC;LINK 25X50mm | ZM0312 | BH | NORMAL | 0 | 0 | 0 | 0 | 1001 | HAR-Switchgear&Jaringan
7400 | UIW Sulselrabar | 7428 | PLN UP3 Makassar Selatan | 2560 | Gd Ry Takalar | ZST1 | PLN Stock Materials | 000000003120092 | CABLE PWR ACC;SUSPENSION ASSY 70mm | ZM0312 | SET | PRE-MEMORY | 0 | 0 | 0 | 0 | 1001 | HAR-Switchgear&Jaringan
7400 | UIW Sulselrabar | 7428 | PLN UP3 Makassar Selatan | 2560 | Gd Ry Takalar | ZST1 | PLN Stock Materials | 000000003120092 | CABLE PWR ACC;SUSPENSION ASSY 70mm | ZM0312 | SET | NORMAL | 0 | 0 | 0 | 0 | 1001 | HAR-Switchgear&Jaringan
7400 | UIW Sulselrabar | 7428 | PLN UP3 Makassar Selatan | 2560 | Gd Ry Takalar | ZST1 | PLN Stock Materials | 000000003120114 | CABLE PWR ACC;CABLE SHOE CU 70mm2 | ZM0312 | BH | PRE-MEMORY | 0 | 0 | 0 | 0 | 1001 | HAR-Switchgear&Jaringan
7400 | UIW Sulselrabar | 7428 | PLN UP3 Makassar Selatan | 2560 | Gd Ry Takalar | ZST1 | PLN Stock Materials | 000000003120114 | CABLE PWR ACC;CABLE SHOE CU 70mm2 | ZM0312 | BH | NORMAL | 0 | 0 | 0 | 0 | 1001 | HAR-Switchgear&Jaringan
7400 | UIW Sulselrabar | 7428 | PLN UP3 Makassar Selatan | 2560 | Gd Ry Takalar | ZST1 | PLN Stock Materials | 000000003120116 | CABLE PWR ACC;CABLE SHOE AL-CU 95mm2 | ZM0312 | BH | PRE-MEMORY | 0 | 0 | 0 | 0 | 1001 | HAR-Switchgear&Jaringan
7400 | UIW Sulselrabar | 7428 | PLN UP3 Makassar Selatan | 2560 | Gd Ry Takalar | ZST1 | PLN Stock Materials | 000000003120118 | CABLE PWR ACC;CABLE SHOE AL-CU 150mm2 | ZM0312 | BH | PRE-MEMORY | 0 | 0 | 0 | 0 | 1001 | HAR-Switchgear&Jaringan
7400 | UIW Sulselrabar | 7428 | PLN UP3 Makassar Selatan | 2560 | Gd Ry Takalar | ZST1 | PLN Stock Materials | 000000003120126 | CABLE PWR ACC;CABLE SHOE AL 35mm2 | ZM0312 | BH | NORMAL | 0 | 0 | 0 | 0 | 1001 | HAR-Switchgear&Jaringan
7400 | UIW Sulselrabar | 7428 | PLN UP3 Makassar Selatan | 2560 | Gd Ry Takalar | ZST1 | PLN Stock Materials | 000000003120142 | CABLE PWR ACC;WEDGE CLAMP 2x(6-16)mm | ZM0312 | BH | NORMAL | 0 | 0 | 0 | 0 | 1001 | HAR-Switchgear&Jaringan
7400 | UIW Sulselrabar | 7428 | PLN UP3 Makassar Selatan | 2560 | Gd Ry Takalar | ZST1 | PLN Stock Materials | 000000003120154 | CABLE PWR ACC;CABLE SHOE AL-CU 1H 35mm2 | ZM0312 | BH | NORMAL | 0 | 0 | 0 | 0 | 1001 | HAR-Switchgear&Jaringan
7400 | UIW Sulselrabar | 7428 | PLN UP3 Makassar Selatan | 2560 | Gd Ry Takalar | ZST1 | PLN Stock Materials | 000000003120156 | CABLE PWR ACC;CABLE SHOE AL-CU 1H 70mm2 | ZM0312 | BH | PRE-MEMORY | 0 | 0 | 0 | 0 | 1001 | HAR-Switchgear&Jaringan
7400 | UIW Sulselrabar | 7428 | PLN UP3 Makassar Selatan | 2560 | Gd Ry Takalar | ZST1 | PLN Stock Materials | 000000003120156 | CABLE PWR ACC;CABLE SHOE AL-CU 1H 70mm2 | ZM0312 | BH | NORMAL | 0 | 0 | 0 | 0 | 1001 | HAR-Switchgear&Jaringan
7400 | UIW Sulselrabar | 7428 | PLN UP3 Makassar Selatan | 2560 | Gd Ry Takalar | ZST1 | PLN Stock Materials | 000000003120157 | CABLE PWR ACC;CABLE SHOE AL-CU 1H 95mm2 | ZM0312 | BH | NORMAL | 0 | 0 | 0 | 0 | 1001 | HAR-Switchgear&Jaringan
7400 | UIW Sulselrabar | 7428 | PLN UP3 Makassar Selatan | 2560 | Gd Ry Takalar | ZST1 | PLN Stock Materials | 000000003120159 | CABLE PWR ACC;CABLE SHOE AL-CU 1H 150mm2 | ZM0312 | BH | NORMAL | 0 | 0 | 0 | 0 | 1001 | HAR-Switchgear&Jaringan
7400 | UIW Sulselrabar | 7428 | PLN UP3 Makassar Selatan | 2560 | Gd Ry Takalar | ZST1 | PLN Stock Materials | 000000003120227 | CABLE PWR ACC;CABLE SHOE CU ID 1H 50mm2 | ZM0312 | BH | NORMAL | 0 | 0 | 0 | 0 | 1001 | HAR-Switchgear&Jaringan
7400 | UIW Sulselrabar | 7428 | PLN UP3 Makassar Selatan | 2560 | Gd Ry Takalar | ZST1 | PLN Stock Materials | 000000003120228 | CABLE PWR ACC;CABLE SHOE CU ID 1H 70mm2 | ZM0312 | BH | NORMAL | 0 | 0 | 0 | 0 | 1001 | HAR-Switchgear&Jaringan
7400 | UIW Sulselrabar | 7428 | PLN UP3 Makassar Selatan | 2560 | Gd Ry Takalar | ZST1 | PLN Stock Materials | 000000003120229 | CABLE PWR ACC;CABLE SHOE CU ID 1H 95mm2 | ZM0312 | BH | NORMAL | 0 | 0 | 0 | 0 | 1001 | HAR-Switchgear&Jaringan
7400 | UIW Sulselrabar | 7428 | PLN UP3 Makassar Selatan | 2560 | Gd Ry Takalar | ZST1 | PLN Stock Materials | 000000003120231 | CABLE PWR ACC;CABLE SHOE CU ID 1H 150mm2 | ZM0312 | BH | PRE-MEMORY | 0 | 0 | 0 | 0 | 1001 | HAR-Switchgear&Jaringan
7400 | UIW Sulselrabar | 7428 | PLN UP3 Makassar Selatan | 2560 | Gd Ry Takalar | ZST1 | PLN Stock Materials | 000000003120231 | CABLE PWR ACC;CABLE SHOE CU ID 1H 150mm2 | ZM0312 | BH | NORMAL | 0 | 0 | 0 | 0 | 1001 | HAR-Switchgear&Jaringan
7400 | UIW Sulselrabar | 7428 | PLN UP3 Makassar Selatan | 2560 | Gd Ry Takalar | ZST1 | PLN Stock Materials | 000000003120314 | CABLE PWR ACC;SERVICE WC 6-25/6-25mm2 | ZM0312 | BH | NORMAL | 0 | 0 | 0 | 0 | 1001 | HAR-Switchgear&Jaringan
7400 | UIW Sulselrabar | 7428 | PLN UP3 Makassar Selatan | 2560 | Gd Ry Takalar | ZST1 | PLN Stock Materials | 000000003120348 | CABLE PWR ACC;HEATSHRINK 70mm | ZM0312 | BH | NORMAL | 0 | 0 | 0 | 0 | 1001 | HAR-Switchgear&Jaringan
7400 | UIW Sulselrabar | 7428 | PLN UP3 Makassar Selatan | 2560 | Gd Ry Takalar | ZST1 | PLN Stock Materials | 000000003120394 | CABLE PWR ACC;CABLE SHOE CU 300mm2 | ZM0312 | BH | NORMAL | 0 | 0 | 0 | 0 | 1001 | HAR-Switchgear&Jaringan
7400 | UIW Sulselrabar | 7428 | PLN UP3 Makassar Selatan | 2560 | Gd Ry Takalar | ZST1 | PLN Stock Materials | 000000003120428 | CABLE PWR ACC;DEAD END ASSY FIXED50-70mm | ZM0312 | SET | NORMAL | 0 | 0 | 0 | 0 | 1001 | HAR-Switchgear&Jaringan
7400 | UIW Sulselrabar | 7428 | PLN UP3 Makassar Selatan | 2560 | Gd Ry Takalar | ZST1 | PLN Stock Materials | 000000003120486 | CABLE PWR ACC;SUSPENSION ASSY 25-70mm | ZM0312 | BH | NORMAL | 0 | 0 | 0 | 0 | 1001 | HAR-Switchgear&Jaringan
7400 | UIW Sulselrabar | 7428 | PLN UP3 Makassar Selatan | 2560 | Gd Ry Takalar | ZST1 | PLN Stock Materials | 000000003120530 | CABLE PWR ACC;WEDGE CLAMP 2/4x6-25mm2 | ZM0312 | BH | NORMAL | 0 | 0 | 0 | 0 | 1001 | HAR-Switchgear&Jaringan
7400 | UIW Sulselrabar | 7428 | PLN UP3 Makassar Selatan | 2560 | Gd Ry Takalar | ZST1 | PLN Stock Materials | 000000003190002 | CUT OUT;20kV;6-100A;10kA;125kV | ZM0319 | BH | NORMAL | 0 | 0 | 0 | 0 | 1001 | HAR-Switchgear&Jaringan
7400 | UIW Sulselrabar | 7428 | PLN UP3 Makassar Selatan | 2560 | Gd Ry Takalar | ZST1 | PLN Stock Materials | 000000003190018 | CUT OUT;24kV;6-100A;12kA;POLYMER-125kV | ZM0319 | BH | PRE-MEMORY | 0 | 0 | 0 | 0 | 1001 | HAR-Switchgear&Jaringan
7400 | UIW Sulselrabar | 7428 | PLN UP3 Makassar Selatan | 2560 | Gd Ry Takalar | ZST1 | PLN Stock Materials | 000000003190018 | CUT OUT;24kV;6-100A;12kA;POLYMER-125kV | ZM0319 | BH | NORMAL | 0 | 0 | 0 | 0 | 1001 | HAR-Switchgear&Jaringan
7400 | UIW Sulselrabar | 7428 | PLN UP3 Makassar Selatan | 2560 | Gd Ry Takalar | ZST1 | PLN Stock Materials | 000000003190019 | CUT OUT;24KV;100A;;POLYMER | ZM0319 | BH | NORMAL | 0 | 0 | 0 | 0 | 1001 | HAR-Switchgear&Jaringan
7400 | UIW Sulselrabar | 7428 | PLN UP3 Makassar Selatan | 2560 | Gd Ry Takalar | ZST1 | PLN Stock Materials | 000000003200002 | CUT OUT ACC;FUSE LINK 20kV 10A | ZM0320 | BH | PRE-MEMORY | 0 | 0 | 0 | 0 | 1001 | HAR-Switchgear&Jaringan
7400 | UIW Sulselrabar | 7428 | PLN UP3 Makassar Selatan | 2560 | Gd Ry Takalar | ZST1 | PLN Stock Materials | 000000003200002 | CUT OUT ACC;FUSE LINK 20kV 10A | ZM0320 | BH | NORMAL | 80 | 0 | 0 | 0 | 1001 | HAR-Switchgear&Jaringan
7400 | UIW Sulselrabar | 7428 | PLN UP3 Makassar Selatan | 2560 | Gd Ry Takalar | ZST1 | PLN Stock Materials | 000000003200003 | CUT OUT ACC;FUSE LINK 20kV 12A | ZM0320 | BH | PRE-MEMORY | 0 | 0 | 0 | 0 | 1001 | HAR-Switchgear&Jaringan
7400 | UIW Sulselrabar | 7428 | PLN UP3 Makassar Selatan | 2560 | Gd Ry Takalar | ZST1 | PLN Stock Materials | 000000003200004 | CUT OUT ACC;FUSE LINK 20kV 15A | ZM0320 | BH | PRE-MEMORY | 0 | 0 | 0 | 0 | 1001 | HAR-Switchgear&Jaringan
7400 | UIW Sulselrabar | 7428 | PLN UP3 Makassar Selatan | 2560 | Gd Ry Takalar | ZST1 | PLN Stock Materials | 000000003200004 | CUT OUT ACC;FUSE LINK 20kV 15A | ZM0320 | BH | NORMAL | 0 | 0 | 0 | 0 | 1001 | HAR-Switchgear&Jaringan
7400 | UIW Sulselrabar | 7428 | PLN UP3 Makassar Selatan | 2560 | Gd Ry Takalar | ZST1 | PLN Stock Materials | 000000003200005 | CUT OUT ACC;FUSE LINK 20kV 20A | ZM0320 | BH | PRE-MEMORY | 0 | 0 | 0 | 0 | 1001 | HAR-Switchgear&Jaringan
7400 | UIW Sulselrabar | 7428 | PLN UP3 Makassar Selatan | 2560 | Gd Ry Takalar | ZST1 | PLN Stock Materials | 000000003200005 | CUT OUT ACC;FUSE LINK 20kV 20A | ZM0320 | BH | NORMAL | 0 | 0 | 0 | 0 | 1001 | HAR-Switchgear&Jaringan
7400 | UIW Sulselrabar | 7428 | PLN UP3 Makassar Selatan | 2560 | Gd Ry Takalar | ZST1 | PLN Stock Materials | 000000003200007 | CUT OUT ACC;FUSE LINK 20kV 25A | ZM0320 | BH | PRE-MEMORY | 0 | 0 | 0 | 0 | 1001 | HAR-Switchgear&Jaringan
7400 | UIW Sulselrabar | 7428 | PLN UP3 Makassar Selatan | 2560 | Gd Ry Takalar | ZST1 | PLN Stock Materials | 000000003200007 | CUT OUT ACC;FUSE LINK 20kV 25A | ZM0320 | BH | NORMAL | 0 | 0 | 0 | 0 | 1001 | HAR-Switchgear&Jaringan
7400 | UIW Sulselrabar | 7428 | PLN UP3 Makassar Selatan | 2560 | Gd Ry Takalar | ZST1 | PLN Stock Materials | 000000003200008 | CUT OUT ACC;FUSE LINK 20kV 2A | ZM0320 | BH | PRE-MEMORY | 0 | 0 | 0 | 0 | 1001 | HAR-Switchgear&Jaringan
7400 | UIW Sulselrabar | 7428 | PLN UP3 Makassar Selatan | 2560 | Gd Ry Takalar | ZST1 | PLN Stock Materials | 000000003200008 | CUT OUT ACC;FUSE LINK 20kV 2A | ZM0320 | BH | NORMAL | 0 | 0 | 0 | 0 | 1001 | HAR-Switchgear&Jaringan
7400 | UIW Sulselrabar | 7428 | PLN UP3 Makassar Selatan | 2560 | Gd Ry Takalar | ZST1 | PLN Stock Materials | 000000003200009 | CUT OUT ACC;FUSE LINK 20kV 30A | ZM0320 | BH | NORMAL | 0 | 0 | 0 | 0 | 1001 | HAR-Switchgear&Jaringan
7400 | UIW Sulselrabar | 7428 | PLN UP3 Makassar Selatan | 2560 | Gd Ry Takalar | ZST1 | PLN Stock Materials | 000000003200010 | CUT OUT ACC;FUSE LINK 20kV 3A | ZM0320 | BH | PRE-MEMORY | 0 | 0 | 0 | 0 | 1001 | HAR-Switchgear&Jaringan
7400 | UIW Sulselrabar | 7428 | PLN UP3 Makassar Selatan | 2560 | Gd Ry Takalar | ZST1 | PLN Stock Materials | 000000003200010 | CUT OUT ACC;FUSE LINK 20kV 3A | ZM0320 | BH | NORMAL | 0 | 0 | 0 | 0 | 1001 | HAR-Switchgear&Jaringan
7400 | UIW Sulselrabar | 7428 | PLN UP3 Makassar Selatan | 2560 | Gd Ry Takalar | ZST1 | PLN Stock Materials | 000000003200015 | CUT OUT ACC;FUSE LINK 20kV 6A | ZM0320 | BH | PRE-MEMORY | 0 | 0 | 0 | 0 | 1001 | HAR-Switchgear&Jaringan
7400 | UIW Sulselrabar | 7428 | PLN UP3 Makassar Selatan | 2560 | Gd Ry Takalar | ZST1 | PLN Stock Materials | 000000003200015 | CUT OUT ACC;FUSE LINK 20kV 6A | ZM0320 | BH | NORMAL | 0 | 0 | 0 | 0 | 1001 | HAR-Switchgear&Jaringan
7400 | UIW Sulselrabar | 7428 | PLN UP3 Makassar Selatan | 2560 | Gd Ry Takalar | ZST1 | PLN Stock Materials | 000000003200017 | CUT OUT ACC;FUSE LINK 20kV 8A | ZM0320 | BH | PRE-MEMORY | 0 | 0 | 0 | 0 | 1001 | HAR-Switchgear&Jaringan
7400 | UIW Sulselrabar | 7428 | PLN UP3 Makassar Selatan | 2560 | Gd Ry Takalar | ZST1 | PLN Stock Materials | 000000003200017 | CUT OUT ACC;FUSE LINK 20kV 8A | ZM0320 | BH | NORMAL | 0 | 0 | 0 | 0 | 1001 | HAR-Switchgear&Jaringan
7400 | UIW Sulselrabar | 7428 | PLN UP3 Makassar Selatan | 2560 | Gd Ry Takalar | ZST1 | PLN Stock Materials | 000000003200018 | CUT OUT ACC;FUSE LINK 20kV 5A | ZM0320 | BH | PRE-MEMORY | 0 | 0 | 0 | 0 | 1001 | HAR-Switchgear&Jaringan
7400 | UIW Sulselrabar | 7428 | PLN UP3 Makassar Selatan | 2560 | Gd Ry Takalar | ZST1 | PLN Stock Materials | 000000003200018 | CUT OUT ACC;FUSE LINK 20kV 5A | ZM0320 | BH | NORMAL | 0 | 0 | 0 | 0 | 1001 | HAR-Switchgear&Jaringan
7400 | UIW Sulselrabar | 7428 | PLN UP3 Makassar Selatan | 2560 | Gd Ry Takalar | ZST1 | PLN Stock Materials | 000000003250012 | MCB;220/250V;1P;2A;50Hz; | ZM0325 | BH | NORMAL | 0 | 0 | 0 | 0 | 1003 | HAR-Alat Ukur
7400 | UIW Sulselrabar | 7428 | PLN UP3 Makassar Selatan | 2560 | Gd Ry Takalar | ZST1 | PLN Stock Materials | 000000003250023 | MCB;380/440V;3P;160A;50Hz;MCCB | ZM0325 | BH | NORMAL | 1 | 0 | 0 | 0 | 1003 | HAR-Alat Ukur
7400 | UIW Sulselrabar | 7428 | PLN UP3 Makassar Selatan | 2560 | Gd Ry Takalar | ZST1 | PLN Stock Materials | 000000003250026 | MCB;380/440V;3P;300A;50Hz;MCCB | ZM0325 | BH | NORMAL | 0 | 0 | 0 | 0 | 1003 | HAR-Alat Ukur
7400 | UIW Sulselrabar | 7428 | PLN UP3 Makassar Selatan | 2560 | Gd Ry Takalar | ZST1 | PLN Stock Materials | 000000003250032 | MCB;380/440V;3P;63A;50Hz;MCCB | ZM0325 | BH | NORMAL | 0 | 0 | 0 | 0 | 1003 | HAR-Alat Ukur
7400 | UIW Sulselrabar | 7428 | PLN UP3 Makassar Selatan | 2560 | Gd Ry Takalar | ZST1 | PLN Stock Materials | 000000003250034 | MCB;380/440V;3P;80A;50Hz;MCCB | ZM0325 | BH | NORMAL | 1 | 0 | 0 | 0 | 1003 | HAR-Alat Ukur
7400 | UIW Sulselrabar | 7428 | PLN UP3 Makassar Selatan | 2560 | Gd Ry Takalar | ZST1 | PLN Stock Materials | 000000003250046 | MCB;230/400V;1P;2A;50Hz; | ZM0325 | BH | PRE-MEMORY | 0 | 0 | 0 | 0 | 1003 | HAR-Alat Ukur
7400 | UIW Sulselrabar | 7428 | PLN UP3 Makassar Selatan | 2560 | Gd Ry Takalar | ZST1 | PLN Stock Materials | 000000003250046 | MCB;230/400V;1P;2A;50Hz; | ZM0325 | BH | NORMAL | 39 | 0 | 0 | 0 | 1003 | HAR-Alat Ukur
7400 | UIW Sulselrabar | 7428 | PLN UP3 Makassar Selatan | 2560 | Gd Ry Takalar | ZST1 | PLN Stock Materials | 000000003250048 | MCB;230/400V;1P;4A;50Hz; | ZM0325 | BH | PRE-MEMORY | 0 | 0 | 0 | 0 | 1003 | HAR-Alat Ukur
7400 | UIW Sulselrabar | 7428 | PLN UP3 Makassar Selatan | 2560 | Gd Ry Takalar | ZST1 | PLN Stock Materials | 000000003250048 | MCB;230/400V;1P;4A;50Hz; | ZM0325 | BH | NORMAL | 205 | 0 | 0 | 0 | 1003 | HAR-Alat Ukur
7400 | UIW Sulselrabar | 7428 | PLN UP3 Makassar Selatan | 2560 | Gd Ry Takalar | ZST1 | PLN Stock Materials | 000000003250050 | MCB;230/400V;1P;6A;50Hz; | ZM0325 | BH | PRE-MEMORY | 0 | 0 | 0 | 0 | 1003 | HAR-Alat Ukur
7400 | UIW Sulselrabar | 7428 | PLN UP3 Makassar Selatan | 2560 | Gd Ry Takalar | ZST1 | PLN Stock Materials | 000000003250050 | MCB;230/400V;1P;6A;50Hz; | ZM0325 | BH | NORMAL | 170 | 0 | 0 | 0 | 1003 | HAR-Alat Ukur
7400 | UIW Sulselrabar | 7428 | PLN UP3 Makassar Selatan | 2560 | Gd Ry Takalar | ZST1 | PLN Stock Materials | 000000003250052 | MCB;230/400V;1P;10A;50Hz; | ZM0325 | BH | PRE-MEMORY | 0 | 0 | 0 | 0 | 1003 | HAR-Alat Ukur
7400 | UIW Sulselrabar | 7428 | PLN UP3 Makassar Selatan | 2560 | Gd Ry Takalar | ZST1 | PLN Stock Materials | 000000003250052 | MCB;230/400V;1P;10A;50Hz; | ZM0325 | BH | NORMAL | 73 | 0 | 0 | 0 | 1003 | HAR-Alat Ukur
7400 | UIW Sulselrabar | 7428 | PLN UP3 Makassar Selatan | 2560 | Gd Ry Takalar | ZST1 | PLN Stock Materials | 000000003250054 | MCB;230/400V;1P;16A;50Hz; | ZM0325 | BH | PRE-MEMORY | 0 | 0 | 0 | 0 | 1003 | HAR-Alat Ukur
7400 | UIW Sulselrabar | 7428 | PLN UP3 Makassar Selatan | 2560 | Gd Ry Takalar | ZST1 | PLN Stock Materials | 000000003250054 | MCB;230/400V;1P;16A;50Hz; | ZM0325 | BH | NORMAL | 58 | 0 | 0 | 0 | 1003 | HAR-Alat Ukur
7400 | UIW Sulselrabar | 7428 | PLN UP3 Makassar Selatan | 2560 | Gd Ry Takalar | ZST1 | PLN Stock Materials | 000000003250056 | MCB;230/400V;1P;20A;50Hz; | ZM0325 | BH | PRE-MEMORY | 0 | 0 | 0 | 0 | 1003 | HAR-Alat Ukur
7400 | UIW Sulselrabar | 7428 | PLN UP3 Makassar Selatan | 2560 | Gd Ry Takalar | ZST1 | PLN Stock Materials | 000000003250056 | MCB;230/400V;1P;20A;50Hz; | ZM0325 | BH | NORMAL | 41 | 0 | 0 | 0 | 1003 | HAR-Alat Ukur
7400 | UIW Sulselrabar | 7428 | PLN UP3 Makassar Selatan | 2560 | Gd Ry Takalar | ZST1 | PLN Stock Materials | 000000003250058 | MCB;230/400V;1P;25A;50Hz; | ZM0325 | BH | PRE-MEMORY | 0 | 0 | 0 | 0 | 1003 | HAR-Alat Ukur
7400 | UIW Sulselrabar | 7428 | PLN UP3 Makassar Selatan | 2560 | Gd Ry Takalar | ZST1 | PLN Stock Materials | 000000003250058 | MCB;230/400V;1P;25A;50Hz; | ZM0325 | BH | NORMAL | 32 | 0 | 0 | 0 | 1003 | HAR-Alat Ukur
7400 | UIW Sulselrabar | 7428 | PLN UP3 Makassar Selatan | 2560 | Gd Ry Takalar | ZST1 | PLN Stock Materials | 000000003250059 | MCB;230/400V;1P;35A;50Hz; | ZM0325 | BH | PRE-MEMORY | 0 | 0 | 0 | 0 | 1003 | HAR-Alat Ukur
7400 | UIW Sulselrabar | 7428 | PLN UP3 Makassar Selatan | 2560 | Gd Ry Takalar | ZST1 | PLN Stock Materials | 000000003250059 | MCB;230/400V;1P;35A;50Hz; | ZM0325 | BH | NORMAL | 36 | 0 | 0 | 0 | 1003 | HAR-Alat Ukur
7400 | UIW Sulselrabar | 7428 | PLN UP3 Makassar Selatan | 2560 | Gd Ry Takalar | ZST1 | PLN Stock Materials | 000000003250060 | MCB;230/400V;1P;50A;50Hz; | ZM0325 | BH | PRE-MEMORY | 0 | 0 | 0 | 0 | 1003 | HAR-Alat Ukur
7400 | UIW Sulselrabar | 7428 | PLN UP3 Makassar Selatan | 2560 | Gd Ry Takalar | ZST1 | PLN Stock Materials | 000000003250060 | MCB;230/400V;1P;50A;50Hz; | ZM0325 | BH | NORMAL | 9 | 0 | 0 | 0 | 1003 | HAR-Alat Ukur
7400 | UIW Sulselrabar | 7428 | PLN UP3 Makassar Selatan | 2560 | Gd Ry Takalar | ZST1 | PLN Stock Materials | 000000003250063 | MCB;380/440V;3P;100A;50HZ;MCCB | ZM0325 | BH | NORMAL | 1 | 0 | 0 | 0 | 1003 | HAR-Alat Ukur
7400 | UIW Sulselrabar | 7428 | PLN UP3 Makassar Selatan | 2560 | Gd Ry Takalar | ZST1 | PLN Stock Materials | 000000003250064 | MCB;380/440V;3P;125A;50HZ;MCCB | ZM0325 | BH | NORMAL | 2 | 0 | 0 | 0 | 1003 | HAR-Alat Ukur
7400 | UIW Sulselrabar | 7428 | PLN UP3 Makassar Selatan | 2560 | Gd Ry Takalar | ZST1 | PLN Stock Materials | 000000003250076 | MCB;230/400V;3P;200A;50Hz;MCCB | ZM0325 | BH | NORMAL | 0 | 0 | 0 | 0 | 1003 | HAR-Alat Ukur
7400 | UIW Sulselrabar | 7428 | PLN UP3 Makassar Selatan | 2560 | Gd Ry Takalar | ZST1 | PLN Stock Materials | 000000003250077 | MCB;230/400V;3P;225A;50Hz;MCCB | ZM0325 | BH | NORMAL | 1 | 0 | 0 | 0 | 1003 | HAR-Alat Ukur
7400 | UIW Sulselrabar | 7428 | PLN UP3 Makassar Selatan | 2560 | Gd Ry Takalar | ZST1 | PLN Stock Materials | 000000003250078 | MCB;230/400V;3P;250A;50Hz;MCCB | ZM0325 | BH | NORMAL | 0 | 0 | 0 | 0 | 1003 | HAR-Alat Ukur
7400 | UIW Sulselrabar | 7428 | PLN UP3 Makassar Selatan | 2560 | Gd Ry Takalar | ZST1 | PLN Stock Materials | 000000003250097 | MCB;230/400V;3P;10A;50Hz; | ZM0325 | BH | NORMAL | 0 | 0 | 0 | 0 | 1003 | HAR-Alat Ukur
7400 | UIW Sulselrabar | 7428 | PLN UP3 Makassar Selatan | 2560 | Gd Ry Takalar | ZST1 | PLN Stock Materials | 000000003250099 | MCB;230/400V;3P;16A;50Hz; | ZM0325 | BH | PRE-MEMORY | 0 | 0 | 0 | 0 | 1003 | HAR-Alat Ukur
7400 | UIW Sulselrabar | 7428 | PLN UP3 Makassar Selatan | 2560 | Gd Ry Takalar | ZST1 | PLN Stock Materials | 000000003250099 | MCB;230/400V;3P;16A;50Hz; | ZM0325 | BH | NORMAL | 0 | 0 | 0 | 0 | 1003 | HAR-Alat Ukur
7400 | UIW Sulselrabar | 7428 | PLN UP3 Makassar Selatan | 2560 | Gd Ry Takalar | ZST1 | PLN Stock Materials | 000000003250100 | MCB;230/400V;3P;20A;50Hz; | ZM0325 | BH | NORMAL | 0 | 0 | 0 | 0 | 1003 | HAR-Alat Ukur
7400 | UIW Sulselrabar | 7428 | PLN UP3 Makassar Selatan | 2560 | Gd Ry Takalar | ZST1 | PLN Stock Materials | 000000003250102 | MCB;230/400V;3P;25A;50Hz; | ZM0325 | BH | PRE-MEMORY | 0 | 0 | 0 | 0 | 1003 | HAR-Alat Ukur
7400 | UIW Sulselrabar | 7428 | PLN UP3 Makassar Selatan | 2560 | Gd Ry Takalar | ZST1 | PLN Stock Materials | 000000003250102 | MCB;230/400V;3P;25A;50Hz; | ZM0325 | BH | NORMAL | 21 | 0 | 0 | 0 | 1003 | HAR-Alat Ukur
7400 | UIW Sulselrabar | 7428 | PLN UP3 Makassar Selatan | 2560 | Gd Ry Takalar | ZST1 | PLN Stock Materials | 000000003250103 | MCB;230/400V;3P;35A;50Hz; | ZM0325 | BH | NORMAL | 0 | 0 | 0 | 0 | 1003 | HAR-Alat Ukur
7400 | UIW Sulselrabar | 7428 | PLN UP3 Makassar Selatan | 2560 | Gd Ry Takalar | ZST1 | PLN Stock Materials | 000000003250104 | MCB;230/400V;3P;50A;50Hz; | ZM0325 | BH | PRE-MEMORY | 0 | 0 | 0 | 0 | 1003 | HAR-Alat Ukur
7400 | UIW Sulselrabar | 7428 | PLN UP3 Makassar Selatan | 2560 | Gd Ry Takalar | ZST1 | PLN Stock Materials | 000000003250291 | MCB;230/400V;3P;50A;50HZ;MCCB+SHUNTTRIP | ZM0325 | BH | NORMAL | 0 | 0 | 0 | 0 | 1003 | HAR-Alat Ukur
7400 | UIW Sulselrabar | 7428 | PLN UP3 Makassar Selatan | 2560 | Gd Ry Takalar | ZST1 | PLN Stock Materials | 000000003250292 | MCB;230/400V;3P;63A;50HZ;MCCB+SHUNTTRIP | ZM0325 | BH | NORMAL | 0 | 0 | 0 | 0 | 1003 | HAR-Alat Ukur
7400 | UIW Sulselrabar | 7428 | PLN UP3 Makassar Selatan | 2560 | Gd Ry Takalar | ZST1 | PLN Stock Materials | 000000003250301 | MCB;230/415V;3P;100A;50Hz;MCCB+SHUNTTRIP | ZM0325 | BH | NORMAL | 0 | 0 | 0 | 0 | 1003 | HAR-Alat Ukur
7400 | UIW Sulselrabar | 7428 | PLN UP3 Makassar Selatan | 2560 | Gd Ry Takalar | ZST1 | PLN Stock Materials | 000000003250303 | MCB;230/415V;3P;160A;50Hz;MCCB+SHUNTTRIP | ZM0325 | BH | NORMAL | 0 | 0 | 0 | 0 | 1003 | HAR-Alat Ukur
7400 | UIW Sulselrabar | 7428 | PLN UP3 Makassar Selatan | 2560 | Gd Ry Takalar | ZST1 | PLN Stock Materials | 000000003250314 | MCB;230/400V;3P;16A;50HZ;MCCB+SHUNTTRIP | ZM0325 | BH | NORMAL | 0 | 0 | 0 | 0 | 1003 | HAR-Alat Ukur
7400 | UIW Sulselrabar | 7428 | PLN UP3 Makassar Selatan | 2560 | Gd Ry Takalar | ZST1 | PLN Stock Materials | 000000003260018 | LVSB;DIST;3P;380V;630A;4LINE;OD | ZM0326 | SET | NORMAL | 0 | 0 | 0 | 0 | 1001 | HAR-Switchgear&Jaringan
7400 | UIW Sulselrabar | 7428 | PLN UP3 Makassar Selatan | 2560 | Gd Ry Takalar | ZST1 | PLN Stock Materials | 000000003260024 | LVSB;DIST;3P;380V;400A;2LINE;OD | ZM0326 | SET | NORMAL | 0 | 0 | 0 | 0 | 1001 | HAR-Switchgear&Jaringan
7400 | UIW Sulselrabar | 7428 | PLN UP3 Makassar Selatan | 2560 | Gd Ry Takalar | ZST1 | PLN Stock Materials | 000000003260027 | LVSB;DIST;3P;380V;250A;2LINE;OD | ZM0326 | U | PRE-MEMORY | 0 | 0 | 0 | 0 | 1001 | HAR-Switchgear&Jaringan
7400 | UIW Sulselrabar | 7428 | PLN UP3 Makassar Selatan | 2560 | Gd Ry Takalar | ZST1 | PLN Stock Materials | 000000003260027 | LVSB;DIST;3P;380V;250A;2LINE;OD | ZM0326 | U | NORMAL | 0 | 0 | 0 | 0 | 1001 | HAR-Switchgear&Jaringan
7400 | UIW Sulselrabar | 7428 | PLN UP3 Makassar Selatan | 2560 | Gd Ry Takalar | ZST1 | PLN Stock Materials | 000000003260157 | LVSB;DIST;1P;380V;250A;2LINE;OD | ZM0326 | SET | NORMAL | 0 | 0 | 0 | 0 | 1001 | HAR-Switchgear&Jaringan
7400 | UIW Sulselrabar | 7428 | PLN UP3 Makassar Selatan | 2560 | Gd Ry Takalar | ZST1 | PLN Stock Materials | 000000003260161 | LVSB;DIST;3P;400V;250A;2LINE;OD | ZM0326 | SET | PRE-MEMORY | 0 | 0 | 0 | 0 | 1001 | HAR-Switchgear&Jaringan
7400 | UIW Sulselrabar | 7428 | PLN UP3 Makassar Selatan | 2560 | Gd Ry Takalar | ZST1 | PLN Stock Materials | 000000003260161 | LVSB;DIST;3P;400V;250A;2LINE;OD | ZM0326 | SET | NORMAL | 0 | 0 | 0 | 0 | 1001 | HAR-Switchgear&Jaringan
7400 | UIW Sulselrabar | 7428 | PLN UP3 Makassar Selatan | 2560 | Gd Ry Takalar | ZST1 | PLN Stock Materials | 000000003260226 | LVSB;DIST;3P;400V;630A;4LINE;OD | ZM0326 | SET | NORMAL | 0 | 0 | 0 | 0 | 1001 | HAR-Switchgear&Jaringan
7400 | UIW Sulselrabar | 7428 | PLN UP3 Makassar Selatan | 2560 | Gd Ry Takalar | ZST1 | PLN Stock Materials | 000000003260237 | LVSB;DIST;3P;400V;400A;2LINE;OD | ZM0326 | SET | NORMAL | 0 | 0 | 0 | 0 | 1001 | HAR-Switchgear&Jaringan
7400 | UIW Sulselrabar | 7428 | PLN UP3 Makassar Selatan | 2560 | Gd Ry Takalar | ZST1 | PLN Stock Materials | 000000003270029 | LVSB ACC;FUSE HOLDER 400A | ZM0327 | BH | NORMAL | 0 | 0 | 0 | 0 | 1001 | HAR-Switchgear&Jaringan
7400 | UIW Sulselrabar | 7428 | PLN UP3 Makassar Selatan | 2560 | Gd Ry Takalar | ZST1 | PLN Stock Materials | 000000003270063 | LVSB ACC;FUSE HOLDER 250A | ZM0327 | BH | NORMAL | 0 | 0 | 0 | 0 | 1001 | HAR-Switchgear&Jaringan
7400 | UIW Sulselrabar | 7428 | PLN UP3 Makassar Selatan | 2560 | Gd Ry Takalar | ZST1 | PLN Stock Materials | 000000003270170 | LVSB ACC;FUSE HOLDER 630A | ZM0327 | BH | NORMAL | 0 | 0 | 0 | 0 | 1001 | HAR-Switchgear&Jaringan
7400 | UIW Sulselrabar | 7428 | PLN UP3 Makassar Selatan | 2560 | Gd Ry Takalar | ZST1 | PLN Stock Materials | 000000003280010 | CONN;;PG W TO W;AL;D35.75-35.75mm2;BOLT | ZM0328 | BH | NORMAL | 0 | 0 | 0 | 0 | 1001 | HAR-Switchgear&Jaringan
7400 | UIW Sulselrabar | 7428 | PLN UP3 Makassar Selatan | 2560 | Gd Ry Takalar | ZST1 | PLN Stock Materials | 000000003280095 | CONN;20kV;H;AL;50-70mm2;PRS; | ZM0328 | BH | NORMAL | 0 | 0 | 0 | 0 | 1001 | HAR-Switchgear&Jaringan
7400 | UIW Sulselrabar | 7428 | PLN UP3 Makassar Selatan | 2560 | Gd Ry Takalar | ZST1 | PLN Stock Materials | 000000003280139 | CONN;20kV;H;AL;70-70/70-70mm2;PRS; | ZM0328 | BH | PRE-MEMORY | 0 | 0 | 0 | 0 | 1001 | HAR-Switchgear&Jaringan
7400 | UIW Sulselrabar | 7428 | PLN UP3 Makassar Selatan | 2560 | Gd Ry Takalar | ZST1 | PLN Stock Materials | 000000003280139 | CONN;20kV;H;AL;70-70/70-70mm2;PRS; | ZM0328 | BH | NORMAL | 0 | 0 | 0 | 0 | 1001 | HAR-Switchgear&Jaringan
7400 | UIW Sulselrabar | 7428 | PLN UP3 Makassar Selatan | 2560 | Gd Ry Takalar | ZST1 | PLN Stock Materials | 000000003280151 | CONN;20kV;H;AL;35-70/35-70mm2;PRS; | ZM0328 | BH | NORMAL | 0 | 0 | 0 | 0 | 1001 | HAR-Switchgear&Jaringan
7400 | UIW Sulselrabar | 7428 | PLN UP3 Makassar Selatan | 2560 | Gd Ry Takalar | ZST1 | PLN Stock Materials | 000000003280162 | CONN;20kV;H;AL;35-70mm2;PRS; | ZM0328 | BH | PRE-MEMORY | 0 | 0 | 0 | 0 | 1001 | HAR-Switchgear&Jaringan
7400 | UIW Sulselrabar | 7428 | PLN UP3 Makassar Selatan | 2560 | Gd Ry Takalar | ZST1 | PLN Stock Materials | 000000003280162 | CONN;20kV;H;AL;35-70mm2;PRS; | ZM0328 | BH | NORMAL | 0 | 0 | 0 | 0 | 1001 | HAR-Switchgear&Jaringan
7400 | UIW Sulselrabar | 7428 | PLN UP3 Makassar Selatan | 2560 | Gd Ry Takalar | ZST1 | PLN Stock Materials | 000000003280185 | CONN;20kV;H;AL;150-150mm2;PRS; | ZM0328 | BH | NORMAL | 0 | 0 | 0 | 0 | 1001 | HAR-Switchgear&Jaringan
7400 | UIW Sulselrabar | 7428 | PLN UP3 Makassar Selatan | 2560 | Gd Ry Takalar | ZST1 | PLN Stock Materials | 000000003280337 | CONN;1kV;PIER;AL;6-25/35-70mm2;2BOLT;WP | ZM0328 | BH | PRE-MEMORY | 0 | 0 | 0 | 0 | 1001 | HAR-Switchgear&Jaringan
7400 | UIW Sulselrabar | 7428 | PLN UP3 Makassar Selatan | 2560 | Gd Ry Takalar | ZST1 | PLN Stock Materials | 000000003280337 | CONN;1kV;PIER;AL;6-25/35-70mm2;2BOLT;WP | ZM0328 | BH | NORMAL | 0 | 0 | 0 | 0 | 1001 | HAR-Switchgear&Jaringan
7400 | UIW Sulselrabar | 7428 | PLN UP3 Makassar Selatan | 2560 | Gd Ry Takalar | ZST1 | PLN Stock Materials | 000000003280384 | CONN;20kV;CCO;AL;70-150mm2;PRS | ZM0328 | BH | NORMAL | 0 | 0 | 0 | 0 | 1001 | HAR-Switchgear&Jaringan
7400 | UIW Sulselrabar | 7428 | PLN UP3 Makassar Selatan | 2560 | Gd Ry Takalar | ZST1 | PLN Stock Materials | 000000004120005 | BOX;APPVI NCBL;ST PLATE; | ZM0412 | BH | NORMAL | 10 | 0 | 0 | 0 | 1003 | HAR-Alat Ukur
7400 | UIW Sulselrabar | 7428 | PLN UP3 Makassar Selatan | 2560 | Gd Ry Takalar | ZST1 | PLN Stock Materials | 000000004120049 | BOX;APPIII;ST PLATE 2mm; | ZM0412 | BH | NORMAL | 0 | 0 | 0 | 0 | 1003 | HAR-Alat Ukur
7400 | UIW Sulselrabar | 7428 | PLN UP3 Makassar Selatan | 2560 | Gd Ry Takalar | ZST1 | PLN Stock Materials | 000000004120101 | BOX;MER TRIP MODEM MCCB CT TR 41,5KVA EN | ZM0412 | SET | NORMAL | 0 | 0 | 0 | 0 | 1003 | HAR-Alat Ukur
7400 | UIW Sulselrabar | 7428 | PLN UP3 Makassar Selatan | 2560 | Gd Ry Takalar | ZST1 | PLN Stock Materials | 000000004120102 | BOX;MER TRIP MODEM MCCB CT TR 53KVA | ZM0412 | SET | NORMAL | 0 | 0 | 0 | 0 | 1003 | HAR-Alat Ukur
7400 | UIW Sulselrabar | 7428 | PLN UP3 Makassar Selatan | 2560 | Gd Ry Takalar | ZST1 | PLN Stock Materials | 000000004120103 | BOX;MER TRIP MODEM MCCB CT TR 66KVA | ZM0412 | SET | NORMAL | 0 | 0 | 0 | 0 | 1003 | HAR-Alat Ukur
7400 | UIW Sulselrabar | 7428 | PLN UP3 Makassar Selatan | 2560 | Gd Ry Takalar | ZST1 | PLN Stock Materials | 000000004120104 | BOX;MER TRIP MODEM MCCB CT TR 82,5KVA | ZM0412 | SET | NORMAL | 0 | 0 | 0 | 0 | 1003 | HAR-Alat Ukur
7400 | UIW Sulselrabar | 7428 | PLN UP3 Makassar Selatan | 2560 | Gd Ry Takalar | ZST1 | PLN Stock Materials | 000000004120105 | BOX;MER TRIP MODEM MCCB CT TR 105KVA | ZM0412 | SET | NORMAL | 0 | 0 | 0 | 0 | 1003 | HAR-Alat Ukur
7400 | UIW Sulselrabar | 7428 | PLN UP3 Makassar Selatan | 2560 | Gd Ry Takalar | ZST1 | PLN Stock Materials | 000000004120108 | BOX;MER TRIP MODEM MCCB CT TR 164KVA | ZM0412 | SET | NORMAL | 0 | 0 | 0 | 0 | 1003 | HAR-Alat Ukur
7400 | UIW Sulselrabar | 7428 | PLN UP3 Makassar Selatan | 2560 | Gd Ry Takalar | ZST1 | PLN Stock Materials | 000000004120109 | BOX;MER TRIP MODEM MCCB CT TR 197KVA | ZM0412 | SET | NORMAL | 0 | 0 | 0 | 0 | 1003 | HAR-Alat Ukur
7400 | UIW Sulselrabar | 7428 | PLN UP3 Makassar Selatan | 2560 | Gd Ry Takalar | ZST1 | PLN Stock Materials | 000000004120121 | BOX;MER TRIP MODEM MCCB CT TR 23KVA | ZM0412 | SET | NORMAL | 0 | 0 | 0 | 0 | 1003 | HAR-Alat Ukur
7400 | UIW Sulselrabar | 7428 | PLN UP3 Makassar Selatan | 2560 | Gd Ry Takalar | ZST1 | PLN Stock Materials | 000000004120122 | BOX;MER TRIP MODEM MCCB CT TR 33KVA | ZM0412 | SET | NORMAL | 0 | 0 | 0 | 0 | 1003 | HAR-Alat Ukur
7400 | UIW Sulselrabar | 7428 | PLN UP3 Makassar Selatan | 2560 | Gd Ry Takalar | ZST1 | PLN Stock Materials | 000000004120284 | BOX;AMR COMBO;82,5KVA;+Shunt-Trip | ZM0412 | U | NORMAL | 0 | 0 | 0 | 0 | 1003 | HAR-Alat Ukur
7400 | UIW Sulselrabar | 7428 | PLN UP3 Makassar Selatan | 2560 | Gd Ry Takalar | ZST1 | PLN Stock Materials | 000000004120287 | BOX;AMR COMBO;164KVA;+Shunt-Trip | ZM0412 | U | NORMAL | 0 | 0 | 0 | 0 | 1003 | HAR-Alat Ukur
7400 | UIW Sulselrabar | 7428 | PLN UP3 Makassar Selatan | 2560 | Gd Ry Takalar | ZST1 | PLN Stock Materials | 000000004120306 | BOX;APPIII MCB 35A;STPLATE;645X400X200MM | ZM0412 | BH | NORMAL | 0 | 0 | 0 | 0 | 1003 | HAR-Alat Ukur
7400 | UIW Sulselrabar | 7428 | PLN UP3 Makassar Selatan | 2560 | Gd Ry Takalar | ZST1 | PLN Stock Materials | 000000004120325 | BOX;PANEL HOOK SPLU;PLAT 1.6MM; | ZM0412 | BH | NORMAL | 0 | 0 | 0 | 0 | 1005 | HAR-Persediaan Umum
7400 | UIW Sulselrabar | 7428 | PLN UP3 Makassar Selatan | 2560 | Gd Ry Takalar | ZST1 | PLN Stock Materials | 000000004120463 | BOX;KWH PJU MANDIRI;ST PLATE 2MM; | ZM0412 | SET | NORMAL | 3 | 0 | 0 | 0 | 1003 | HAR-Alat Ukur
7400 | UIW Sulselrabar | 7428 | PLN UP3 Makassar Selatan | 2560 | Gd Ry Takalar | ZST1 | PLN Stock Materials | 000000004170069 | CABLE CTRL ACC;LARGE ANGLE ASS 50-70mm | ZM0417 | BH | NORMAL | 0 | 0 | 0 | 0 | 1002 | HAR-Kabel
7400 | UIW Sulselrabar | 7428 | PLN UP3 Makassar Selatan | 2560 | Gd Ry Takalar | ZST1 | PLN Stock Materials | 000000004190256 | UNIV ACC;GROUND PIPE 1.5"X2.75M+BC 50 | ZM0419 | BTG | PRE-MEMORY | 0 | 0 | 0 | 0 | 1005 | HAR-Persediaan Umum
7400 | UIW Sulselrabar | 7428 | PLN UP3 Makassar Selatan | 2560 | Gd Ry Takalar | ZST1 | PLN Stock Materials | 000000004190256 | UNIV ACC;GROUND PIPE 1.5"X2.75M+BC 50 | ZM0419 | BTG | NORMAL | 0 | 0 | 0 | 0 | 1005 | HAR-Persediaan Umum
7400 | UIW Sulselrabar | 7428 | PLN UP3 Makassar Selatan | 2560 | Gd Ry Takalar | ZST1 | PLN Stock Materials | 000000004190277 | UNIV ACC;PIPE GALV 3"X3m | ZM0419 | BTG | NORMAL | 0 | 0 | 0 | 0 | 1005 | HAR-Persediaan Umum
7400 | UIW Sulselrabar | 7428 | PLN UP3 Makassar Selatan | 2560 | Gd Ry Takalar | ZST1 | PLN Stock Materials | 000000007011080 | TOOL M;INSULATING VARNISH RED SPRAY | ZM0701 | CAN | NORMAL | 0 | 0 | 0 | 0 | 1005 | HAR-Persediaan Umum
7400 | UIW Sulselrabar | 7428 | PLN UP3 Makassar Selatan | 2550 | Gd Ry Kalebajeng | ZST1 | PLN Stock Materials | 000000002030022 | DS;K;20kV;3P;630A;;;OD | ZM0203 | U | NORMAL | 0 | 0 | 0 | 0 | 1001 | HAR-Switchgear&Jaringan
7400 | UIW Sulselrabar | 7428 | PLN UP3 Makassar Selatan | 2550 | Gd Ry Kalebajeng | ZST1 | PLN Stock Materials | 000000002050103 | CT;380/220V;RING;200/5A;0.5;5VA;P | ZM0205 | BH | NORMAL | 0 | 0 | 0 | 0 | 1001 | HAR-Switchgear&Jaringan
7400 | UIW Sulselrabar | 7428 | PLN UP3 Makassar Selatan | 2550 | Gd Ry Kalebajeng | ZST1 | PLN Stock Materials | 000000002090018 | LA;20-24kV;K;10kA;PORC;;27kV | ZM0209 | BH | PRE-MEMORY | 0 | 0 | 0 | 0 | 1001 | HAR-Switchgear&Jaringan
7400 | UIW Sulselrabar | 7428 | PLN UP3 Makassar Selatan | 2550 | Gd Ry Kalebajeng | ZST1 | PLN Stock Materials | 000000002090032 | LA;20-24kV;K;10kA;POLYMER;; | ZM0209 | BH | PRE-MEMORY | 0 | 0 | 0 | 0 | 1001 | HAR-Switchgear&Jaringan
7400 | UIW Sulselrabar | 7428 | PLN UP3 Makassar Selatan | 2550 | Gd Ry Kalebajeng | ZST1 | PLN Stock Materials | 000000002090032 | LA;20-24kV;K;10kA;POLYMER;; | ZM0209 | BH | NORMAL | 0 | 0 | 0 | 0 | 1001 | HAR-Switchgear&Jaringan
7400 | UIW Sulselrabar | 7428 | PLN UP3 Makassar Selatan | 2550 | Gd Ry Kalebajeng | ZST1 | PLN Stock Materials | 000000002190045 | MTR;kWH M;;1P;230V;20-60A;2;;2W | ZM0219 | BH | PRE-MEMORY | 0 | 0 | 0 | 0 | 1003 | HAR-Alat Ukur
7400 | UIW Sulselrabar | 7428 | PLN UP3 Makassar Selatan | 2550 | Gd Ry Kalebajeng | ZST1 | PLN Stock Materials | 000000002190045 | MTR;kWH M;;1P;230V;20-60A;2;;2W | ZM0219 | BH | NORMAL | 0 | 0 | 0 | 0 | 1003 | HAR-Alat Ukur
7400 | UIW Sulselrabar | 7428 | PLN UP3 Makassar Selatan | 2550 | Gd Ry Kalebajeng | ZST1 | PLN Stock Materials | 000000002190058 | MTR;kWH M;;3P;220/380V;5-20A;2;ST;4W | ZM0219 | BH | PRE-MEMORY | 0 | 0 | 0 | 0 | 1003 | HAR-Alat Ukur
7400 | UIW Sulselrabar | 7428 | PLN UP3 Makassar Selatan | 2550 | Gd Ry Kalebajeng | ZST1 | PLN Stock Materials | 000000002190066 | MTR;kWH MCOM;;1P;230V;20-60A-50A;2;ST;2W | ZM0219 | BH | PRE-MEMORY | 0 | 0 | 0 | 0 | 1003 | HAR-Alat Ukur
7400 | UIW Sulselrabar | 7428 | PLN UP3 Makassar Selatan | 2550 | Gd Ry Kalebajeng | ZST1 | PLN Stock Materials | 000000002190096 | MTR;KWHMCOM;;1P;230V;5-20A MINMCB;2;ST; | ZM0219 | BH | PRE-MEMORY | 0 | 0 | 0 | 0 | 1003 | HAR-Alat Ukur
7400 | UIW Sulselrabar | 7428 | PLN UP3 Makassar Selatan | 2550 | Gd Ry Kalebajeng | ZST1 | PLN Stock Materials | 000000002190210 | MTR;kWH M;;3P;220/380V;5-20A;1;ST;4W | ZM0219 | BH | PRE-MEMORY | 0 | 0 | 0 | 0 | 1003 | HAR-Alat Ukur
7400 | UIW Sulselrabar | 7428 | PLN UP3 Makassar Selatan | 2550 | Gd Ry Kalebajeng | ZST1 | PLN Stock Materials | 000000002190210 | MTR;kWH M;;3P;220/380V;5-20A;1;ST;4W | ZM0219 | BH | NORMAL | 0 | 0 | 0 | 0 | 1003 | HAR-Alat Ukur
7400 | UIW Sulselrabar | 7428 | PLN UP3 Makassar Selatan | 2550 | Gd Ry Kalebajeng | ZST1 | PLN Stock Materials | 000000002190218 | MTR;kWH E;;3P;230/400V;5-80A;1;;4W | ZM0219 | BH | PRE-MEMORY | 0 | 0 | 0 | 0 | 1003 | HAR-Alat Ukur
7400 | UIW Sulselrabar | 7428 | PLN UP3 Makassar Selatan | 2550 | Gd Ry Kalebajeng | ZST1 | PLN Stock Materials | 000000002190218 | MTR;kWH E;;3P;230/400V;5-80A;1;;4W | ZM0219 | BH | NORMAL | 0 | 0 | 0 | 0 | 1003 | HAR-Alat Ukur
7400 | UIW Sulselrabar | 7428 | PLN UP3 Makassar Selatan | 2550 | Gd Ry Kalebajeng | ZST1 | PLN Stock Materials | 000000002190219 | MTR;kWH E;;3P;57.7/240V;5-10A;0.5;;4W | ZM0219 | BH | NORMAL | 0 | 0 | 0 | 0 | 1003 | HAR-Alat Ukur
7400 | UIW Sulselrabar | 7428 | PLN UP3 Makassar Selatan | 2550 | Gd Ry Kalebajeng | ZST1 | PLN Stock Materials | 000000002190222 | MTR;kWH ECOM;;1P;230V;5-40A MINMCB;1;; | ZM0219 | BH | PRE-MEMORY | 0 | 0 | 0 | 0 | 1003 | HAR-Alat Ukur
7400 | UIW Sulselrabar | 7428 | PLN UP3 Makassar Selatan | 2550 | Gd Ry Kalebajeng | ZST1 | PLN Stock Materials | 000000002190224 | MTR;kWH E-PR;;1P;230V;5-60A;1;;2W | ZM0219 | BH | PRE-MEMORY | 0 | 0 | 0 | 0 | 1003 | HAR-Alat Ukur
7400 | UIW Sulselrabar | 7428 | PLN UP3 Makassar Selatan | 2550 | Gd Ry Kalebajeng | ZST1 | PLN Stock Materials | 000000002190224 | MTR;kWH E-PR;;1P;230V;5-60A;1;;2W | ZM0219 | BH | NORMAL | 66 | 0 | 0 | 0 | 1003 | HAR-Alat Ukur
7400 | UIW Sulselrabar | 7428 | PLN UP3 Makassar Selatan | 2550 | Gd Ry Kalebajeng | ZST1 | PLN Stock Materials | 000000002190231 | MTR;kWH E;;1P;230V;5-40A;1;;2W | ZM0219 | BH | NORMAL | 200 | 0 | 0 | 0 | 1003 | HAR-Alat Ukur
7400 | UIW Sulselrabar | 7428 | PLN UP3 Makassar Selatan | 2550 | Gd Ry Kalebajeng | ZST1 | PLN Stock Materials | 000000002190253 | MTR;kWH E;3P;230/400V;5-10A;1;;4W | ZM0219 | BH | NORMAL | 0 | 0 | 0 | 0 | 1003 | HAR-Alat Ukur
7400 | UIW Sulselrabar | 7428 | PLN UP3 Makassar Selatan | 2550 | Gd Ry Kalebajeng | ZST1 | PLN Stock Materials | 000000002190331 | MTR;kWH M;;3P;230/400V;20-60A;2;ST;4W | ZM0219 | BH | PRE-MEMORY | 0 | 0 | 0 | 0 | 1003 | HAR-Alat Ukur
7400 | UIW Sulselrabar | 7428 | PLN UP3 Makassar Selatan | 2550 | Gd Ry Kalebajeng | ZST1 | PLN Stock Materials | 000000002190380 | MTR;kWH M;;1P;230V;5-40A;1;;2W | ZM0219 | BH | NORMAL | 0 | 0 | 0 | 0 | 1003 | HAR-Alat Ukur
7400 | UIW Sulselrabar | 7428 | PLN UP3 Makassar Selatan | 2550 | Gd Ry Kalebajeng | ZST1 | PLN Stock Materials | 000000002200004 | MTR ACC;SEGEL PLASTIC | ZM0220 | BH | NORMAL | 0 | 0 | 0 | 0 | 1003 | HAR-Alat Ukur
7400 | UIW Sulselrabar | 7428 | PLN UP3 Makassar Selatan | 2550 | Gd Ry Kalebajeng | ZST1 | PLN Stock Materials | 000000002200023 | MTR ACC;MODEM GSM/56KBPS | ZM0220 | BH | NORMAL | 0 | 0 | 0 | 0 | 1003 | HAR-Alat Ukur
7400 | UIW Sulselrabar | 7428 | PLN UP3 Makassar Selatan | 2550 | Gd Ry Kalebajeng | ZST1 | PLN Stock Materials | 000000002240024 | FUSE;380/220V;100A;SQUARE;1 | ZM0224 | BH | NORMAL | 42 | 0 | 0 | 0 | 1001 | HAR-Switchgear&Jaringan
7400 | UIW Sulselrabar | 7428 | PLN UP3 Makassar Selatan | 2550 | Gd Ry Kalebajeng | ZST1 | PLN Stock Materials | 000000002240029 | FUSE;380/220V;125A;SQUARE;1 | ZM0224 | BH | NORMAL | 39 | 0 | 0 | 0 | 1001 | HAR-Switchgear&Jaringan
7400 | UIW Sulselrabar | 7428 | PLN UP3 Makassar Selatan | 2550 | Gd Ry Kalebajeng | ZST1 | PLN Stock Materials | 000000002240044 | FUSE;380/220V;250A;SQUARE;1 | ZM0224 | BH | NORMAL | 0 | 0 | 0 | 0 | 1001 | HAR-Switchgear&Jaringan
7400 | UIW Sulselrabar | 7428 | PLN UP3 Makassar Selatan | 2550 | Gd Ry Kalebajeng | ZST1 | PLN Stock Materials | 000000002240049 | FUSE;380/220V;315A;SQUARE;2 | ZM0224 | BH | PRE-MEMORY | 0 | 0 | 0 | 0 | 1001 | HAR-Switchgear&Jaringan
7400 | UIW Sulselrabar | 7428 | PLN UP3 Makassar Selatan | 2550 | Gd Ry Kalebajeng | ZST1 | PLN Stock Materials | 000000002240049 | FUSE;380/220V;315A;SQUARE;2 | ZM0224 | BH | NORMAL | 18 | 0 | 0 | 0 | 1001 | HAR-Switchgear&Jaringan
7400 | UIW Sulselrabar | 7428 | PLN UP3 Makassar Selatan | 2550 | Gd Ry Kalebajeng | ZST1 | PLN Stock Materials | 000000002240067 | FUSE;380/220V;63A;SQUARE;1 | ZM0224 | BH | NORMAL | 9 | 0 | 0 | 0 | 1001 | HAR-Switchgear&Jaringan
7400 | UIW Sulselrabar | 7428 | PLN UP3 Makassar Selatan | 2550 | Gd Ry Kalebajeng | ZST1 | PLN Stock Materials | 000000002240072 | FUSE;380/220V;80A;SQUARE;1 | ZM0224 | BH | NORMAL | 6 | 0 | 0 | 0 | 1001 | HAR-Switchgear&Jaringan
7400 | UIW Sulselrabar | 7428 | PLN UP3 Makassar Selatan | 2550 | Gd Ry Kalebajeng | ZST1 | PLN Stock Materials | 000000002240113 | FUSE;380/220V;250A;SQUARE;2 | ZM0224 | BH | PRE-MEMORY | 0 | 0 | 0 | 0 | 1001 | HAR-Switchgear&Jaringan
7400 | UIW Sulselrabar | 7428 | PLN UP3 Makassar Selatan | 2550 | Gd Ry Kalebajeng | ZST1 | PLN Stock Materials | 000000002240113 | FUSE;380/220V;250A;SQUARE;2 | ZM0224 | BH | NORMAL | 17 | 0 | 0 | 0 | 1001 | HAR-Switchgear&Jaringan
7400 | UIW Sulselrabar | 7428 | PLN UP3 Makassar Selatan | 2550 | Gd Ry Kalebajeng | ZST1 | PLN Stock Materials | 000000002240118 | FUSE;380/220V;63A;SQUARE;2 | ZM0224 | BH | PRE-MEMORY | 0 | 0 | 0 | 0 | 1001 | HAR-Switchgear&Jaringan
7400 | UIW Sulselrabar | 7428 | PLN UP3 Makassar Selatan | 2550 | Gd Ry Kalebajeng | ZST1 | PLN Stock Materials | 000000002240118 | FUSE;380/220V;63A;SQUARE;2 | ZM0224 | BH | NORMAL | 0 | 0 | 0 | 0 | 1001 | HAR-Switchgear&Jaringan
7400 | UIW Sulselrabar | 7428 | PLN UP3 Makassar Selatan | 2550 | Gd Ry Kalebajeng | ZST1 | PLN Stock Materials | 000000002240119 | FUSE;380/220V;80A;SQUARE;2 | ZM0224 | BH | PRE-MEMORY | 0 | 0 | 0 | 0 | 1001 | HAR-Switchgear&Jaringan
7400 | UIW Sulselrabar | 7428 | PLN UP3 Makassar Selatan | 2550 | Gd Ry Kalebajeng | ZST1 | PLN Stock Materials | 000000002240119 | FUSE;380/220V;80A;SQUARE;2 | ZM0224 | BH | NORMAL | 0 | 0 | 0 | 0 | 1001 | HAR-Switchgear&Jaringan
7400 | UIW Sulselrabar | 7428 | PLN UP3 Makassar Selatan | 2550 | Gd Ry Kalebajeng | ZST1 | PLN Stock Materials | 000000002240120 | FUSE;380/220V;100A;SQUARE;2 | ZM0224 | BH | PRE-MEMORY | 0 | 0 | 0 | 0 | 1001 | HAR-Switchgear&Jaringan
7400 | UIW Sulselrabar | 7428 | PLN UP3 Makassar Selatan | 2550 | Gd Ry Kalebajeng | ZST1 | PLN Stock Materials | 000000002240120 | FUSE;380/220V;100A;SQUARE;2 | ZM0224 | BH | NORMAL | 0 | 0 | 0 | 0 | 1001 | HAR-Switchgear&Jaringan
7400 | UIW Sulselrabar | 7428 | PLN UP3 Makassar Selatan | 2550 | Gd Ry Kalebajeng | ZST1 | PLN Stock Materials | 000000002240121 | FUSE;380/220V;125A;SQUARE;2 | ZM0224 | BH | PRE-MEMORY | 0 | 0 | 0 | 0 | 1001 | HAR-Switchgear&Jaringan
7400 | UIW Sulselrabar | 7428 | PLN UP3 Makassar Selatan | 2550 | Gd Ry Kalebajeng | ZST1 | PLN Stock Materials | 000000002240121 | FUSE;380/220V;125A;SQUARE;2 | ZM0224 | BH | NORMAL | 0 | 0 | 0 | 0 | 1001 | HAR-Switchgear&Jaringan
7400 | UIW Sulselrabar | 7428 | PLN UP3 Makassar Selatan | 2550 | Gd Ry Kalebajeng | ZST1 | PLN Stock Materials | 000000002240122 | FUSE;380/220V;160A;SQUARE;2 | ZM0224 | BH | PRE-MEMORY | 0 | 0 | 0 | 0 | 1001 | HAR-Switchgear&Jaringan
7400 | UIW Sulselrabar | 7428 | PLN UP3 Makassar Selatan | 2550 | Gd Ry Kalebajeng | ZST1 | PLN Stock Materials | 000000002240122 | FUSE;380/220V;160A;SQUARE;2 | ZM0224 | BH | NORMAL | 13 | 0 | 0 | 0 | 1001 | HAR-Switchgear&Jaringan
7400 | UIW Sulselrabar | 7428 | PLN UP3 Makassar Selatan | 2550 | Gd Ry Kalebajeng | ZST1 | PLN Stock Materials | 000000002240123 | FUSE;380/220V;200A;SQUARE;2 | ZM0224 | BH | PRE-MEMORY | 0 | 0 | 0 | 0 | 1001 | HAR-Switchgear&Jaringan
7400 | UIW Sulselrabar | 7428 | PLN UP3 Makassar Selatan | 2550 | Gd Ry Kalebajeng | ZST1 | PLN Stock Materials | 000000002240123 | FUSE;380/220V;200A;SQUARE;2 | ZM0224 | BH | NORMAL | 20 | 0 | 0 | 0 | 1001 | HAR-Switchgear&Jaringan
7400 | UIW Sulselrabar | 7428 | PLN UP3 Makassar Selatan | 2550 | Gd Ry Kalebajeng | ZST1 | PLN Stock Materials | 000000002240124 | FUSE;380/220V;225A;SQUARE;2 | ZM0224 | BH | PRE-MEMORY | 25 | 0 | 0 | 0 | 1001 | HAR-Switchgear&Jaringan
7400 | UIW Sulselrabar | 7428 | PLN UP3 Makassar Selatan | 2550 | Gd Ry Kalebajeng | ZST1 | PLN Stock Materials | 000000003030041 | POLE;STEEL;220V;CIRCL;9m;200daN;; | ZM0303 | BTG | NORMAL | 1 | 0 | 0 | 0 | 1004 | HAR-Menara&Tiang
7400 | UIW Sulselrabar | 7428 | PLN UP3 Makassar Selatan | 2550 | Gd Ry Kalebajeng | ZST1 | PLN Stock Materials | 000000003040035 | POLE ACC;CR ARM UNP100X50X6X2000mm GALV | ZM0304 | BH | PRE-MEMORY | 0 | 0 | 0 | 0 | 1004 | HAR-Menara&Tiang
7400 | UIW Sulselrabar | 7428 | PLN UP3 Makassar Selatan | 2550 | Gd Ry Kalebajeng | ZST1 | PLN Stock Materials | 000000003040045 | POLE ACC;BOLT NUT & WASHER 5/8" | ZM0304 | BH | PRE-MEMORY | 40 | 0 | 0 | 0 | 1004 | HAR-Menara&Tiang
7400 | UIW Sulselrabar | 7428 | PLN UP3 Makassar Selatan | 2550 | Gd Ry Kalebajeng | ZST1 | PLN Stock Materials | 000000003040188 | POLE ACC;STAINLESS STEEL STRAP | ZM0304 | M | NORMAL | 0 | 0 | 0 | 0 | 1004 | HAR-Menara&Tiang
7400 | UIW Sulselrabar | 7428 | PLN UP3 Makassar Selatan | 2550 | Gd Ry Kalebajeng | ZST1 | PLN Stock Materials | 000000003050001 | CONDUCTOR;AAAC;150mm2;44kN | ZM0305 | M | PRE-MEMORY | 0 | 0 | 0 | 0 | 1001 | HAR-Switchgear&Jaringan
7400 | UIW Sulselrabar | 7428 | PLN UP3 Makassar Selatan | 2550 | Gd Ry Kalebajeng | ZST1 | PLN Stock Materials | 000000003050084 | CONDUCTOR;AAAC-S;150mm2; | ZM0305 | M | NORMAL | 0 | 0 | 0 | 0 | 1001 | HAR-Switchgear&Jaringan
7400 | UIW Sulselrabar | 7428 | PLN UP3 Makassar Selatan | 2550 | Gd Ry Kalebajeng | ZST1 | PLN Stock Materials | 000000003050088 | CONDUCTOR;AAAC-S;70mm2; | ZM0305 | M | NORMAL | 0 | 0 | 0 | 0 | 1001 | HAR-Switchgear&Jaringan
7400 | UIW Sulselrabar | 7428 | PLN UP3 Makassar Selatan | 2550 | Gd Ry Kalebajeng | ZST1 | PLN Stock Materials | 000000003060027 | COND ACC;JOINT SLEEVE AL 150mm2 COMP | ZM0306 | BH | PRE-MEMORY | 0 | 0 | 0 | 0 | 1001 | HAR-Switchgear&Jaringan
7400 | UIW Sulselrabar | 7428 | PLN UP3 Makassar Selatan | 2550 | Gd Ry Kalebajeng | ZST1 | PLN Stock Materials | 000000003060062 | COND ACC;TEKEP ISOLATOR 20KV L150MM2 EXT | ZM0306 | SET | NORMAL | 0 | 0 | 0 | 0 | 1001 | HAR-Switchgear&Jaringan
7400 | UIW Sulselrabar | 7428 | PLN UP3 Makassar Selatan | 2550 | Gd Ry Kalebajeng | ZST1 | PLN Stock Materials | 000000003060063 | COND ACC;F-NECK DBL SIDETIES SEMI CON150 | ZM0306 | BH | NORMAL | 0 | 0 | 0 | 0 | 1001 | HAR-Switchgear&Jaringan
7400 | UIW Sulselrabar | 7428 | PLN UP3 Makassar Selatan | 2550 | Gd Ry Kalebajeng | ZST1 | PLN Stock Materials | 000000003060122 | COND ACC;DEAD END ASSEMBLY | ZM0306 | BH | NORMAL | 4 | 0 | 0 | 0 | 1001 | HAR-Switchgear&Jaringan
7400 | UIW Sulselrabar | 7428 | PLN UP3 Makassar Selatan | 2550 | Gd Ry Kalebajeng | ZST1 | PLN Stock Materials | 000000003060128 | COND ACC;NON TENSION JOINT AL 35mm2 | ZM0306 | BH | PRE-MEMORY | 0 | 0 | 0 | 0 | 1001 | HAR-Switchgear&Jaringan
7400 | UIW Sulselrabar | 7428 | PLN UP3 Makassar Selatan | 2550 | Gd Ry Kalebajeng | ZST1 | PLN Stock Materials | 000000003060128 | COND ACC;NON TENSION JOINT AL 35mm2 | ZM0306 | BH | NORMAL | 0 | 0 | 0 | 0 | 1001 | HAR-Switchgear&Jaringan
7400 | UIW Sulselrabar | 7428 | PLN UP3 Makassar Selatan | 2550 | Gd Ry Kalebajeng | ZST1 | PLN Stock Materials | 000000003060129 | COND ACC;NON TENSION JOINT AL 50mm2 | ZM0306 | BH | PRE-MEMORY | 0 | 0 | 0 | 0 | 1001 | HAR-Switchgear&Jaringan
7400 | UIW Sulselrabar | 7428 | PLN UP3 Makassar Selatan | 2550 | Gd Ry Kalebajeng | ZST1 | PLN Stock Materials | 000000003060129 | COND ACC;NON TENSION JOINT AL 50mm2 | ZM0306 | BH | NORMAL | 0 | 0 | 0 | 0 | 1001 | HAR-Switchgear&Jaringan
7400 | UIW Sulselrabar | 7428 | PLN UP3 Makassar Selatan | 2550 | Gd Ry Kalebajeng | ZST1 | PLN Stock Materials | 000000003060135 | COND ACC;JOINT SLEEVE AL 35mm2 INSUL | ZM0306 | BH | NORMAL | 0 | 0 | 0 | 0 | 1001 | HAR-Switchgear&Jaringan
7400 | UIW Sulselrabar | 7428 | PLN UP3 Makassar Selatan | 2550 | Gd Ry Kalebajeng | ZST1 | PLN Stock Materials | 000000003060137 | COND ACC;JOINT SLEEVE AL 70mm2 INSUL | ZM0306 | BH | NORMAL | 0 | 0 | 0 | 0 | 1001 | HAR-Switchgear&Jaringan
7400 | UIW Sulselrabar | 7428 | PLN UP3 Makassar Selatan | 2550 | Gd Ry Kalebajeng | ZST1 | PLN Stock Materials | 000000003060141 | COND ACC;JOINT SLEEVE AL 35mm2 | ZM0306 | BH | NORMAL | 0 | 0 | 0 | 0 | 1001 | HAR-Switchgear&Jaringan
7400 | UIW Sulselrabar | 7428 | PLN UP3 Makassar Selatan | 2550 | Gd Ry Kalebajeng | ZST1 | PLN Stock Materials | 000000003060142 | COND ACC;JOINT SLEEVE AL 50mm2 | ZM0306 | BH | NORMAL | 0 | 0 | 0 | 0 | 1001 | HAR-Switchgear&Jaringan
7400 | UIW Sulselrabar | 7428 | PLN UP3 Makassar Selatan | 2550 | Gd Ry Kalebajeng | ZST1 | PLN Stock Materials | 000000003060143 | COND ACC;JOINT SLEEVE AL 70mm2 | ZM0306 | BH | NORMAL | 0 | 0 | 0 | 0 | 1001 | HAR-Switchgear&Jaringan
7400 | UIW Sulselrabar | 7428 | PLN UP3 Makassar Selatan | 2550 | Gd Ry Kalebajeng | ZST1 | PLN Stock Materials | 000000003060145 | COND ACC;JOINT SLEEVE AL 150mm2 | ZM0306 | BH | NORMAL | 7 | 0 | 0 | 0 | 1001 | HAR-Switchgear&Jaringan
7400 | UIW Sulselrabar | 7428 | PLN UP3 Makassar Selatan | 2550 | Gd Ry Kalebajeng | ZST1 | PLN Stock Materials | 000000003060146 | COND ACC;JOINT SLEEVE AL 240mm2 | ZM0306 | BH | NORMAL | 6 | 0 | 0 | 0 | 1001 | HAR-Switchgear&Jaringan
7400 | UIW Sulselrabar | 7428 | PLN UP3 Makassar Selatan | 2550 | Gd Ry Kalebajeng | ZST1 | PLN Stock Materials | 000000003060185 | COND ACC;TAP CONNECOR KEDAP AIR 6-25 | ZM0306 | BH | NORMAL | 0 | 0 | 0 | 0 | 1001 | HAR-Switchgear&Jaringan
7400 | UIW Sulselrabar | 7428 | PLN UP3 Makassar Selatan | 2550 | Gd Ry Kalebajeng | ZST1 | PLN Stock Materials | 000000003060195 | COND ACC;ALL BINDING WIRE 10.0mm2 | ZM0306 | M | PRE-MEMORY | 0 | 0 | 0 | 0 | 1001 | HAR-Switchgear&Jaringan
7400 | UIW Sulselrabar | 7428 | PLN UP3 Makassar Selatan | 2550 | Gd Ry Kalebajeng | ZST1 | PLN Stock Materials | 000000003060283 | COND ACC;JOINT ALCU 70-95mm2 INSUL | ZM0306 | BH | NORMAL | 0 | 0 | 0 | 0 | 1001 | HAR-Switchgear&Jaringan
7400 | UIW Sulselrabar | 7428 | PLN UP3 Makassar Selatan | 2550 | Gd Ry Kalebajeng | ZST1 | PLN Stock Materials | 000000003060318 | COND ACC;JOINT ALCU 50-50mm2 COMP | ZM0306 | BH | NORMAL | 34 | 0 | 0 | 0 | 1001 | HAR-Switchgear&Jaringan
7400 | UIW Sulselrabar | 7428 | PLN UP3 Makassar Selatan | 2550 | Gd Ry Kalebajeng | ZST1 | PLN Stock Materials | 000000003060319 | COND ACC;JOINT ALCU 50-70mm2 COMP | ZM0306 | BH | PRE-MEMORY | 0 | 0 | 0 | 0 | 1001 | HAR-Switchgear&Jaringan
7400 | UIW Sulselrabar | 7428 | PLN UP3 Makassar Selatan | 2550 | Gd Ry Kalebajeng | ZST1 | PLN Stock Materials | 000000003060319 | COND ACC;JOINT ALCU 50-70mm2 COMP | ZM0306 | BH | NORMAL | 36 | 0 | 0 | 0 | 1001 | HAR-Switchgear&Jaringan
7400 | UIW Sulselrabar | 7428 | PLN UP3 Makassar Selatan | 2550 | Gd Ry Kalebajeng | ZST1 | PLN Stock Materials | 000000003060320 | COND ACC;JOINT ALCU 70-70mm2 COMP | ZM0306 | BH | NORMAL | 0 | 0 | 0 | 0 | 1001 | HAR-Switchgear&Jaringan
7400 | UIW Sulselrabar | 7428 | PLN UP3 Makassar Selatan | 2550 | Gd Ry Kalebajeng | ZST1 | PLN Stock Materials | 000000003060348 | COND ACC;NON TENSION JOINT ALCU 70mm2 | ZM0306 | BH | PRE-MEMORY | 0 | 0 | 0 | 0 | 1001 | HAR-Switchgear&Jaringan
7400 | UIW Sulselrabar | 7428 | PLN UP3 Makassar Selatan | 2550 | Gd Ry Kalebajeng | ZST1 | PLN Stock Materials | 000000003060348 | COND ACC;NON TENSION JOINT ALCU 70mm2 | ZM0306 | BH | NORMAL | 0 | 0 | 0 | 0 | 1001 | HAR-Switchgear&Jaringan
7400 | UIW Sulselrabar | 7428 | PLN UP3 Makassar Selatan | 2550 | Gd Ry Kalebajeng | ZST1 | PLN Stock Materials | 000000003060469 | COND ACC;JOINT ALCU 70-50mm2 COMP | ZM0306 | BH | NORMAL | 0 | 0 | 0 | 0 | 1001 | HAR-Switchgear&Jaringan
7400 | UIW Sulselrabar | 7428 | PLN UP3 Makassar Selatan | 2550 | Gd Ry Kalebajeng | ZST1 | PLN Stock Materials | 000000003060597 | COND ACC;TEKEP ISOLATOR 20KV L70 MM2 | ZM0306 | BH | NORMAL | 0 | 0 | 0 | 0 | 1001 | HAR-Switchgear&Jaringan
7400 | UIW Sulselrabar | 7428 | PLN UP3 Makassar Selatan | 2550 | Gd Ry Kalebajeng | ZST1 | PLN Stock Materials | 000000003060598 | COND ACC;TEKEP ISOLATOR 20KV L150 MM2 | ZM0306 | BH | NORMAL | 0 | 0 | 0 | 0 | 1001 | HAR-Switchgear&Jaringan
7400 | UIW Sulselrabar | 7428 | PLN UP3 Makassar Selatan | 2550 | Gd Ry Kalebajeng | ZST1 | PLN Stock Materials | 000000003060599 | COND ACC;TEKEP ISOLATOR 20KV B70 MM2 | ZM0306 | BH | NORMAL | 0 | 0 | 0 | 0 | 1001 | HAR-Switchgear&Jaringan
7400 | UIW Sulselrabar | 7428 | PLN UP3 Makassar Selatan | 2550 | Gd Ry Kalebajeng | ZST1 | PLN Stock Materials | 000000003060600 | COND ACC;TEKEP ISOLATOR 20KV B150 MM2 | ZM0306 | BH | NORMAL | 0 | 0 | 0 | 0 | 1001 | HAR-Switchgear&Jaringan
7400 | UIW Sulselrabar | 7428 | PLN UP3 Makassar Selatan | 2550 | Gd Ry Kalebajeng | ZST1 | PLN Stock Materials | 000000003061426 | COND ACC;TEKEP ISOLATOR 20KV L70MM2 EXT | ZM0306 | U | NORMAL | 0 | 0 | 0 | 0 | 1001 | HAR-Switchgear&Jaringan
7400 | UIW Sulselrabar | 7428 | PLN UP3 Makassar Selatan | 2550 | Gd Ry Kalebajeng | ZST1 | PLN Stock Materials | 000000003070151 | ISOLATOR;PINPOST;PORC;24KV;;12.5kN | ZM0307 | BH | PRE-MEMORY | 0 | 0 | 0 | 0 | 1001 | HAR-Switchgear&Jaringan
7400 | UIW Sulselrabar | 7428 | PLN UP3 Makassar Selatan | 2550 | Gd Ry Kalebajeng | ZST1 | PLN Stock Materials | 000000003070151 | ISOLATOR;PINPOST;PORC;24KV;;12.5kN | ZM0307 | BH | NORMAL | 0 | 0 | 0 | 0 | 1001 | HAR-Switchgear&Jaringan
7400 | UIW Sulselrabar | 7428 | PLN UP3 Makassar Selatan | 2550 | Gd Ry Kalebajeng | ZST1 | PLN Stock Materials | 000000003070152 | ISOLATOR;LINEPOST;POLYMER;24KV;;12.5kN | ZM0307 | BH | PRE-MEMORY | 0 | 0 | 0 | 0 | 1001 | HAR-Switchgear&Jaringan
7400 | UIW Sulselrabar | 7428 | PLN UP3 Makassar Selatan | 2550 | Gd Ry Kalebajeng | ZST1 | PLN Stock Materials | 000000003070152 | ISOLATOR;LINEPOST;POLYMER;24KV;;12.5kN | ZM0307 | BH | NORMAL | 27 | 0 | 0 | 0 | 1001 | HAR-Switchgear&Jaringan
7400 | UIW Sulselrabar | 7428 | PLN UP3 Makassar Selatan | 2550 | Gd Ry Kalebajeng | ZST1 | PLN Stock Materials | 000000003070154 | ISOLATOR;SUSP;POLYMER;24KV;;70kN | ZM0307 | BH | PRE-MEMORY | 0 | 0 | 0 | 0 | 1001 | HAR-Switchgear&Jaringan
7400 | UIW Sulselrabar | 7428 | PLN UP3 Makassar Selatan | 2550 | Gd Ry Kalebajeng | ZST1 | PLN Stock Materials | 000000003070154 | ISOLATOR;SUSP;POLYMER;24KV;;70kN | ZM0307 | BH | NORMAL | 0 | 0 | 0 | 0 | 1001 | HAR-Switchgear&Jaringan
7400 | UIW Sulselrabar | 7428 | PLN UP3 Makassar Selatan | 2550 | Gd Ry Kalebajeng | ZST1 | PLN Stock Materials | 000000003070155 | ISOLATOR;SUSP;PORC;24KV;;70kN | ZM0307 | SET | NORMAL | 0 | 0 | 0 | 0 | 1001 | HAR-Switchgear&Jaringan
7400 | UIW Sulselrabar | 7428 | PLN UP3 Makassar Selatan | 2550 | Gd Ry Kalebajeng | ZST1 | PLN Stock Materials | 000000003110025 | CABLE PWR;NFA2X;2X10mm2;0.6/1kV;OH | ZM0311 | M | PRE-MEMORY | 0 | 0 | 0 | 0 | 1001 | HAR-Switchgear&Jaringan
7400 | UIW Sulselrabar | 7428 | PLN UP3 Makassar Selatan | 2550 | Gd Ry Kalebajeng | ZST1 | PLN Stock Materials | 000000003110025 | CABLE PWR;NFA2X;2X10mm2;0.6/1kV;OH | ZM0311 | M | NORMAL | 6855 | 0 | 0 | 0 | 1001 | HAR-Switchgear&Jaringan
7400 | UIW Sulselrabar | 7428 | PLN UP3 Makassar Selatan | 2550 | Gd Ry Kalebajeng | ZST1 | PLN Stock Materials | 000000003110029 | CABLE PWR;NFA2X;4X16mm2;0.6/1kV;OH | ZM0311 | M | NORMAL | 0 | 0 | 0 | 0 | 1001 | HAR-Switchgear&Jaringan
7400 | UIW Sulselrabar | 7428 | PLN UP3 Makassar Selatan | 2550 | Gd Ry Kalebajeng | ZST1 | PLN Stock Materials | 000000003110038 | CABLE PWR;NFA2X-T;3X35+1X25;0.6/1kV;OH | ZM0311 | M | NORMAL | 0 | 0 | 0 | 0 | 1001 | HAR-Switchgear&Jaringan
7400 | UIW Sulselrabar | 7428 | PLN UP3 Makassar Selatan | 2550 | Gd Ry Kalebajeng | ZST1 | PLN Stock Materials | 000000003110039 | CABLE PWR;NFA2X-T;3X35+1X35;0.6/1kV;OH | ZM0311 | M | NORMAL | 0 | 0 | 0 | 0 | 1001 | HAR-Switchgear&Jaringan
7400 | UIW Sulselrabar | 7428 | PLN UP3 Makassar Selatan | 2550 | Gd Ry Kalebajeng | ZST1 | PLN Stock Materials | 000000003110041 | CABLE PWR;NFA2X-T;3X70+1X50;0.6/1kV;OH | ZM0311 | M | NORMAL | 0 | 0 | 0 | 0 | 1001 | HAR-Switchgear&Jaringan
7400 | UIW Sulselrabar | 7428 | PLN UP3 Makassar Selatan | 2550 | Gd Ry Kalebajeng | ZST1 | PLN Stock Materials | 000000003110060 | CABLE PWR;NYY;1X150mm2;0.6/1kV;OH | ZM0311 | M | PRE-MEMORY | 0 | 0 | 0 | 0 | 1001 | HAR-Switchgear&Jaringan
7400 | UIW Sulselrabar | 7428 | PLN UP3 Makassar Selatan | 2550 | Gd Ry Kalebajeng | ZST1 | PLN Stock Materials | 000000003110060 | CABLE PWR;NYY;1X150mm2;0.6/1kV;OH | ZM0311 | M | NORMAL | 0 | 0 | 0 | 0 | 1001 | HAR-Switchgear&Jaringan
7400 | UIW Sulselrabar | 7428 | PLN UP3 Makassar Selatan | 2550 | Gd Ry Kalebajeng | ZST1 | PLN Stock Materials | 000000003110064 | CABLE PWR;NYY;1X70mm2;0.6/1kV;OH | ZM0311 | M | PRE-MEMORY | 0 | 0 | 0 | 0 | 1001 | HAR-Switchgear&Jaringan
7400 | UIW Sulselrabar | 7428 | PLN UP3 Makassar Selatan | 2550 | Gd Ry Kalebajeng | ZST1 | PLN Stock Materials | 000000003110064 | CABLE PWR;NYY;1X70mm2;0.6/1kV;OH | ZM0311 | M | NORMAL | 0 | 0 | 0 | 0 | 1001 | HAR-Switchgear&Jaringan
7400 | UIW Sulselrabar | 7428 | PLN UP3 Makassar Selatan | 2550 | Gd Ry Kalebajeng | ZST1 | PLN Stock Materials | 000000003110291 | CABLE PWR;NYY;1x95mm2;230/380V;OH | ZM0311 | M | NORMAL | 0 | 0 | 0 | 0 | 1001 | HAR-Switchgear&Jaringan
7400 | UIW Sulselrabar | 7428 | PLN UP3 Makassar Selatan | 2550 | Gd Ry Kalebajeng | ZST1 | PLN Stock Materials | 000000003110514 | CABLE PWR;NYY;1X70mm2;0.6/1kV;Opstig | ZM0311 | M | NORMAL | 59 | 0 | 0 | 0 | 1001 | HAR-Switchgear&Jaringan
7400 | UIW Sulselrabar | 7428 | PLN UP3 Makassar Selatan | 2550 | Gd Ry Kalebajeng | ZST1 | PLN Stock Materials | 000000003110516 | CABLE PWR;NYY;1X150mm2;0.6/1kV;Opstig | ZM0311 | M | NORMAL | 0 | 0 | 0 | 0 | 1001 | HAR-Switchgear&Jaringan
7400 | UIW Sulselrabar | 7428 | PLN UP3 Makassar Selatan | 2550 | Gd Ry Kalebajeng | ZST1 | PLN Stock Materials | 000000003110542 | CABLE PWR;NFA2X-T;3X70+1X70;0.6/1kV;OH | ZM0311 | M | NORMAL | 0 | 0 | 0 | 0 | 1001 | HAR-Switchgear&Jaringan
7400 | UIW Sulselrabar | 7428 | PLN UP3 Makassar Selatan | 2550 | Gd Ry Kalebajeng | ZST1 | PLN Stock Materials | 000000003120007 | CABLE PWR ACC;CABLE SHOE AL 150mm2 | ZM0312 | BH | PRE-MEMORY | 0 | 0 | 0 | 0 | 1001 | HAR-Switchgear&Jaringan
7400 | UIW Sulselrabar | 7428 | PLN UP3 Makassar Selatan | 2550 | Gd Ry Kalebajeng | ZST1 | PLN Stock Materials | 000000003120014 | CABLE PWR ACC;CABLE SHOE CU 16mm2 | ZM0312 | BH | PRE-MEMORY | 0 | 0 | 0 | 0 | 1001 | HAR-Switchgear&Jaringan
7400 | UIW Sulselrabar | 7428 | PLN UP3 Makassar Selatan | 2550 | Gd Ry Kalebajeng | ZST1 | PLN Stock Materials | 000000003120017 | CABLE PWR ACC;CABLE SHOE CU 50mm2 | ZM0312 | BH | PRE-MEMORY | 0 | 0 | 0 | 0 | 1001 | HAR-Switchgear&Jaringan
7400 | UIW Sulselrabar | 7428 | PLN UP3 Makassar Selatan | 2550 | Gd Ry Kalebajeng | ZST1 | PLN Stock Materials | 000000003120017 | CABLE PWR ACC;CABLE SHOE CU 50mm2 | ZM0312 | BH | NORMAL | 0 | 0 | 0 | 0 | 1001 | HAR-Switchgear&Jaringan
7400 | UIW Sulselrabar | 7428 | PLN UP3 Makassar Selatan | 2550 | Gd Ry Kalebajeng | ZST1 | PLN Stock Materials | 000000003120018 | CABLE PWR ACC;CABLE SHOE CU 95mm2 | ZM0312 | BH | NORMAL | 0 | 0 | 0 | 0 | 1001 | HAR-Switchgear&Jaringan
7400 | UIW Sulselrabar | 7428 | PLN UP3 Makassar Selatan | 2550 | Gd Ry Kalebajeng | ZST1 | PLN Stock Materials | 000000003120037 | CABLE PWR ACC;DEAD END ASSY FIXED 50mm | ZM0312 | SET | NORMAL | 0 | 0 | 0 | 0 | 1001 | HAR-Switchgear&Jaringan
7400 | UIW Sulselrabar | 7428 | PLN UP3 Makassar Selatan | 2550 | Gd Ry Kalebajeng | ZST1 | PLN Stock Materials | 000000003120038 | CABLE PWR ACC;DEAD END ASSY FIXED 70mm | ZM0312 | SET | PRE-MEMORY | 0 | 0 | 0 | 0 | 1001 | HAR-Switchgear&Jaringan
7400 | UIW Sulselrabar | 7428 | PLN UP3 Makassar Selatan | 2550 | Gd Ry Kalebajeng | ZST1 | PLN Stock Materials | 000000003120058 | CABLE PWR ACC;LARGE ANGLE ASSY 70mm | ZM0312 | SET | PRE-MEMORY | 0 | 0 | 0 | 0 | 1001 | HAR-Switchgear&Jaringan
7400 | UIW Sulselrabar | 7428 | PLN UP3 Makassar Selatan | 2550 | Gd Ry Kalebajeng | ZST1 | PLN Stock Materials | 000000003120058 | CABLE PWR ACC;LARGE ANGLE ASSY 70mm | ZM0312 | SET | NORMAL | 0 | 0 | 0 | 0 | 1001 | HAR-Switchgear&Jaringan
7400 | UIW Sulselrabar | 7428 | PLN UP3 Makassar Selatan | 2550 | Gd Ry Kalebajeng | ZST1 | PLN Stock Materials | 000000003120060 | CABLE PWR ACC;LINK 25X25mm | ZM0312 | BH | NORMAL | 0 | 0 | 0 | 0 | 1001 | HAR-Switchgear&Jaringan
7400 | UIW Sulselrabar | 7428 | PLN UP3 Makassar Selatan | 2550 | Gd Ry Kalebajeng | ZST1 | PLN Stock Materials | 000000003120092 | CABLE PWR ACC;SUSPENSION ASSY 70mm | ZM0312 | SET | PRE-MEMORY | 0 | 0 | 0 | 0 | 1001 | HAR-Switchgear&Jaringan
7400 | UIW Sulselrabar | 7428 | PLN UP3 Makassar Selatan | 2550 | Gd Ry Kalebajeng | ZST1 | PLN Stock Materials | 000000003120092 | CABLE PWR ACC;SUSPENSION ASSY 70mm | ZM0312 | SET | NORMAL | 2 | 0 | 0 | 0 | 1001 | HAR-Switchgear&Jaringan
7400 | UIW Sulselrabar | 7428 | PLN UP3 Makassar Selatan | 2550 | Gd Ry Kalebajeng | ZST1 | PLN Stock Materials | 000000003120113 | CABLE PWR ACC;CABLE SHOE AL-CU 50mm2 | ZM0312 | BH | NORMAL | 0 | 0 | 0 | 0 | 1001 | HAR-Switchgear&Jaringan
7400 | UIW Sulselrabar | 7428 | PLN UP3 Makassar Selatan | 2550 | Gd Ry Kalebajeng | ZST1 | PLN Stock Materials | 000000003120114 | CABLE PWR ACC;CABLE SHOE CU 70mm2 | ZM0312 | BH | NORMAL | 0 | 0 | 0 | 0 | 1001 | HAR-Switchgear&Jaringan
7400 | UIW Sulselrabar | 7428 | PLN UP3 Makassar Selatan | 2550 | Gd Ry Kalebajeng | ZST1 | PLN Stock Materials | 000000003120116 | CABLE PWR ACC;CABLE SHOE AL-CU 95mm2 | ZM0312 | BH | PRE-MEMORY | 0 | 0 | 0 | 0 | 1001 | HAR-Switchgear&Jaringan
7400 | UIW Sulselrabar | 7428 | PLN UP3 Makassar Selatan | 2550 | Gd Ry Kalebajeng | ZST1 | PLN Stock Materials | 000000003120116 | CABLE PWR ACC;CABLE SHOE AL-CU 95mm2 | ZM0312 | BH | NORMAL | 0 | 0 | 0 | 0 | 1001 | HAR-Switchgear&Jaringan
7400 | UIW Sulselrabar | 7428 | PLN UP3 Makassar Selatan | 2550 | Gd Ry Kalebajeng | ZST1 | PLN Stock Materials | 000000003120118 | CABLE PWR ACC;CABLE SHOE AL-CU 150mm2 | ZM0312 | BH | PRE-MEMORY | 0 | 0 | 0 | 0 | 1001 | HAR-Switchgear&Jaringan
7400 | UIW Sulselrabar | 7428 | PLN UP3 Makassar Selatan | 2550 | Gd Ry Kalebajeng | ZST1 | PLN Stock Materials | 000000003120118 | CABLE PWR ACC;CABLE SHOE AL-CU 150mm2 | ZM0312 | BH | NORMAL | 0 | 0 | 0 | 0 | 1001 | HAR-Switchgear&Jaringan
7400 | UIW Sulselrabar | 7428 | PLN UP3 Makassar Selatan | 2550 | Gd Ry Kalebajeng | ZST1 | PLN Stock Materials | 000000003120126 | CABLE PWR ACC;CABLE SHOE AL 35mm2 | ZM0312 | BH | PRE-MEMORY | 41 | 0 | 0 | 0 | 1001 | HAR-Switchgear&Jaringan
7400 | UIW Sulselrabar | 7428 | PLN UP3 Makassar Selatan | 2550 | Gd Ry Kalebajeng | ZST1 | PLN Stock Materials | 000000003120142 | CABLE PWR ACC;WEDGE CLAMP 2x(6-16)mm | ZM0312 | BH | NORMAL | 0 | 0 | 0 | 0 | 1001 | HAR-Switchgear&Jaringan
7400 | UIW Sulselrabar | 7428 | PLN UP3 Makassar Selatan | 2550 | Gd Ry Kalebajeng | ZST1 | PLN Stock Materials | 000000003120154 | CABLE PWR ACC;CABLE SHOE AL-CU 1H 35mm2 | ZM0312 | BH | NORMAL | 56 | 0 | 0 | 0 | 1001 | HAR-Switchgear&Jaringan
7400 | UIW Sulselrabar | 7428 | PLN UP3 Makassar Selatan | 2550 | Gd Ry Kalebajeng | ZST1 | PLN Stock Materials | 000000003120155 | CABLE PWR ACC;CABLE SHOE AL-CU 1H 50mm2 | ZM0312 | BH | NORMAL | 0 | 0 | 0 | 0 | 1001 | HAR-Switchgear&Jaringan
7400 | UIW Sulselrabar | 7428 | PLN UP3 Makassar Selatan | 2550 | Gd Ry Kalebajeng | ZST1 | PLN Stock Materials | 000000003120156 | CABLE PWR ACC;CABLE SHOE AL-CU 1H 70mm2 | ZM0312 | BH | PRE-MEMORY | 0 | 0 | 0 | 0 | 1001 | HAR-Switchgear&Jaringan
7400 | UIW Sulselrabar | 7428 | PLN UP3 Makassar Selatan | 2550 | Gd Ry Kalebajeng | ZST1 | PLN Stock Materials | 000000003120156 | CABLE PWR ACC;CABLE SHOE AL-CU 1H 70mm2 | ZM0312 | BH | NORMAL | 0 | 0 | 0 | 0 | 1001 | HAR-Switchgear&Jaringan
7400 | UIW Sulselrabar | 7428 | PLN UP3 Makassar Selatan | 2550 | Gd Ry Kalebajeng | ZST1 | PLN Stock Materials | 000000003120157 | CABLE PWR ACC;CABLE SHOE AL-CU 1H 95mm2 | ZM0312 | BH | NORMAL | 0 | 0 | 0 | 0 | 1001 | HAR-Switchgear&Jaringan
7400 | UIW Sulselrabar | 7428 | PLN UP3 Makassar Selatan | 2550 | Gd Ry Kalebajeng | ZST1 | PLN Stock Materials | 000000003120159 | CABLE PWR ACC;CABLE SHOE AL-CU 1H 150mm2 | ZM0312 | BH | NORMAL | 21 | 0 | 0 | 0 | 1001 | HAR-Switchgear&Jaringan
7400 | UIW Sulselrabar | 7428 | PLN UP3 Makassar Selatan | 2550 | Gd Ry Kalebajeng | ZST1 | PLN Stock Materials | 000000003120182 | CABLE PWR ACC;CABLE SHOE AL ID 1H 120mm2 | ZM0312 | BH | PRE-MEMORY | 6 | 0 | 0 | 0 | 1001 | HAR-Switchgear&Jaringan
7400 | UIW Sulselrabar | 7428 | PLN UP3 Makassar Selatan | 2550 | Gd Ry Kalebajeng | ZST1 | PLN Stock Materials | 000000003120227 | CABLE PWR ACC;CABLE SHOE CU ID 1H 50mm2 | ZM0312 | BH | NORMAL | 46 | 0 | 0 | 0 | 1001 | HAR-Switchgear&Jaringan
7400 | UIW Sulselrabar | 7428 | PLN UP3 Makassar Selatan | 2550 | Gd Ry Kalebajeng | ZST1 | PLN Stock Materials | 000000003120228 | CABLE PWR ACC;CABLE SHOE CU ID 1H 70mm2 | ZM0312 | BH | NORMAL | 38 | 0 | 0 | 0 | 1001 | HAR-Switchgear&Jaringan
7400 | UIW Sulselrabar | 7428 | PLN UP3 Makassar Selatan | 2550 | Gd Ry Kalebajeng | ZST1 | PLN Stock Materials | 000000003120229 | CABLE PWR ACC;CABLE SHOE CU ID 1H 95mm2 | ZM0312 | BH | NORMAL | 0 | 0 | 0 | 0 | 1001 | HAR-Switchgear&Jaringan
7400 | UIW Sulselrabar | 7428 | PLN UP3 Makassar Selatan | 2550 | Gd Ry Kalebajeng | ZST1 | PLN Stock Materials | 000000003120231 | CABLE PWR ACC;CABLE SHOE CU ID 1H 150mm2 | ZM0312 | BH | PRE-MEMORY | 0 | 0 | 0 | 0 | 1001 | HAR-Switchgear&Jaringan
7400 | UIW Sulselrabar | 7428 | PLN UP3 Makassar Selatan | 2550 | Gd Ry Kalebajeng | ZST1 | PLN Stock Materials | 000000003120231 | CABLE PWR ACC;CABLE SHOE CU ID 1H 150mm2 | ZM0312 | BH | NORMAL | 0 | 0 | 0 | 0 | 1001 | HAR-Switchgear&Jaringan
7400 | UIW Sulselrabar | 7428 | PLN UP3 Makassar Selatan | 2550 | Gd Ry Kalebajeng | ZST1 | PLN Stock Materials | 000000003120244 | CABLE PWR ACC;CABLE SHOE CU OD 1H 150mm2 | ZM0312 | BH | PRE-MEMORY | 0 | 0 | 0 | 0 | 1001 | HAR-Switchgear&Jaringan
7400 | UIW Sulselrabar | 7428 | PLN UP3 Makassar Selatan | 2550 | Gd Ry Kalebajeng | ZST1 | PLN Stock Materials | 000000003120244 | CABLE PWR ACC;CABLE SHOE CU OD 1H 150mm2 | ZM0312 | BH | NORMAL | 0 | 0 | 0 | 0 | 1001 | HAR-Switchgear&Jaringan
7400 | UIW Sulselrabar | 7428 | PLN UP3 Makassar Selatan | 2550 | Gd Ry Kalebajeng | ZST1 | PLN Stock Materials | 000000003120314 | CABLE PWR ACC;SERVICE WC 6-25/6-25mm2 | ZM0312 | BH | NORMAL | 0 | 0 | 0 | 0 | 1001 | HAR-Switchgear&Jaringan
7400 | UIW Sulselrabar | 7428 | PLN UP3 Makassar Selatan | 2550 | Gd Ry Kalebajeng | ZST1 | PLN Stock Materials | 000000003120428 | CABLE PWR ACC;DEAD END ASSY FIXED50-70mm | ZM0312 | SET | NORMAL | 0 | 0 | 0 | 0 | 1001 | HAR-Switchgear&Jaringan
7400 | UIW Sulselrabar | 7428 | PLN UP3 Makassar Selatan | 2550 | Gd Ry Kalebajeng | ZST1 | PLN Stock Materials | 000000003120486 | CABLE PWR ACC;SUSPENSION ASSY 25-70mm | ZM0312 | BH | NORMAL | 0 | 0 | 0 | 0 | 1001 | HAR-Switchgear&Jaringan
7400 | UIW Sulselrabar | 7428 | PLN UP3 Makassar Selatan | 2550 | Gd Ry Kalebajeng | ZST1 | PLN Stock Materials | 000000003120530 | CABLE PWR ACC;WEDGE CLAMP 2/4x6-25mm2 | ZM0312 | BH | NORMAL | 0 | 0 | 0 | 0 | 1001 | HAR-Switchgear&Jaringan
7400 | UIW Sulselrabar | 7428 | PLN UP3 Makassar Selatan | 2550 | Gd Ry Kalebajeng | ZST1 | PLN Stock Materials | 000000003190002 | CUT OUT;20kV;6-100A;10kA;125kV | ZM0319 | BH | NORMAL | 1 | 0 | 0 | 0 | 1001 | HAR-Switchgear&Jaringan
7400 | UIW Sulselrabar | 7428 | PLN UP3 Makassar Selatan | 2550 | Gd Ry Kalebajeng | ZST1 | PLN Stock Materials | 000000003190018 | CUT OUT;24kV;6-100A;12kA;POLYMER-125kV | ZM0319 | BH | PRE-MEMORY | 0 | 0 | 0 | 0 | 1001 | HAR-Switchgear&Jaringan
7400 | UIW Sulselrabar | 7428 | PLN UP3 Makassar Selatan | 2550 | Gd Ry Kalebajeng | ZST1 | PLN Stock Materials | 000000003190018 | CUT OUT;24kV;6-100A;12kA;POLYMER-125kV | ZM0319 | BH | NORMAL | 0 | 0 | 0 | 0 | 1001 | HAR-Switchgear&Jaringan
7400 | UIW Sulselrabar | 7428 | PLN UP3 Makassar Selatan | 2550 | Gd Ry Kalebajeng | ZST1 | PLN Stock Materials | 000000003190019 | CUT OUT;24KV;100A;;POLYMER | ZM0319 | BH | NORMAL | 0 | 0 | 0 | 0 | 1001 | HAR-Switchgear&Jaringan
7400 | UIW Sulselrabar | 7428 | PLN UP3 Makassar Selatan | 2550 | Gd Ry Kalebajeng | ZST1 | PLN Stock Materials | 000000003200002 | CUT OUT ACC;FUSE LINK 20kV 10A | ZM0320 | BH | PRE-MEMORY | 0 | 0 | 0 | 0 | 1001 | HAR-Switchgear&Jaringan
7400 | UIW Sulselrabar | 7428 | PLN UP3 Makassar Selatan | 2550 | Gd Ry Kalebajeng | ZST1 | PLN Stock Materials | 000000003200002 | CUT OUT ACC;FUSE LINK 20kV 10A | ZM0320 | BH | NORMAL | 28 | 0 | 0 | 0 | 1001 | HAR-Switchgear&Jaringan
7400 | UIW Sulselrabar | 7428 | PLN UP3 Makassar Selatan | 2550 | Gd Ry Kalebajeng | ZST1 | PLN Stock Materials | 000000003200004 | CUT OUT ACC;FUSE LINK 20kV 15A | ZM0320 | BH | PRE-MEMORY | 0 | 0 | 0 | 0 | 1001 | HAR-Switchgear&Jaringan
7400 | UIW Sulselrabar | 7428 | PLN UP3 Makassar Selatan | 2550 | Gd Ry Kalebajeng | ZST1 | PLN Stock Materials | 000000003200004 | CUT OUT ACC;FUSE LINK 20kV 15A | ZM0320 | BH | NORMAL | 30 | 0 | 0 | 0 | 1001 | HAR-Switchgear&Jaringan
7400 | UIW Sulselrabar | 7428 | PLN UP3 Makassar Selatan | 2550 | Gd Ry Kalebajeng | ZST1 | PLN Stock Materials | 000000003200005 | CUT OUT ACC;FUSE LINK 20kV 20A | ZM0320 | BH | PRE-MEMORY | 0 | 0 | 0 | 0 | 1001 | HAR-Switchgear&Jaringan
7400 | UIW Sulselrabar | 7428 | PLN UP3 Makassar Selatan | 2550 | Gd Ry Kalebajeng | ZST1 | PLN Stock Materials | 000000003200005 | CUT OUT ACC;FUSE LINK 20kV 20A | ZM0320 | BH | NORMAL | 0 | 0 | 0 | 0 | 1001 | HAR-Switchgear&Jaringan
7400 | UIW Sulselrabar | 7428 | PLN UP3 Makassar Selatan | 2550 | Gd Ry Kalebajeng | ZST1 | PLN Stock Materials | 000000003200007 | CUT OUT ACC;FUSE LINK 20kV 25A | ZM0320 | BH | NORMAL | 0 | 0 | 0 | 0 | 1001 | HAR-Switchgear&Jaringan
7400 | UIW Sulselrabar | 7428 | PLN UP3 Makassar Selatan | 2550 | Gd Ry Kalebajeng | ZST1 | PLN Stock Materials | 000000003200008 | CUT OUT ACC;FUSE LINK 20kV 2A | ZM0320 | BH | PRE-MEMORY | 0 | 0 | 0 | 0 | 1001 | HAR-Switchgear&Jaringan
7400 | UIW Sulselrabar | 7428 | PLN UP3 Makassar Selatan | 2550 | Gd Ry Kalebajeng | ZST1 | PLN Stock Materials | 000000003200008 | CUT OUT ACC;FUSE LINK 20kV 2A | ZM0320 | BH | NORMAL | 0 | 0 | 0 | 0 | 1001 | HAR-Switchgear&Jaringan
7400 | UIW Sulselrabar | 7428 | PLN UP3 Makassar Selatan | 2550 | Gd Ry Kalebajeng | ZST1 | PLN Stock Materials | 000000003200009 | CUT OUT ACC;FUSE LINK 20kV 30A | ZM0320 | BH | NORMAL | 0 | 0 | 0 | 0 | 1001 | HAR-Switchgear&Jaringan
7400 | UIW Sulselrabar | 7428 | PLN UP3 Makassar Selatan | 2550 | Gd Ry Kalebajeng | ZST1 | PLN Stock Materials | 000000003200010 | CUT OUT ACC;FUSE LINK 20kV 3A | ZM0320 | BH | PRE-MEMORY | 0 | 0 | 0 | 0 | 1001 | HAR-Switchgear&Jaringan
7400 | UIW Sulselrabar | 7428 | PLN UP3 Makassar Selatan | 2550 | Gd Ry Kalebajeng | ZST1 | PLN Stock Materials | 000000003200010 | CUT OUT ACC;FUSE LINK 20kV 3A | ZM0320 | BH | NORMAL | 40 | 0 | 0 | 0 | 1001 | HAR-Switchgear&Jaringan
7400 | UIW Sulselrabar | 7428 | PLN UP3 Makassar Selatan | 2550 | Gd Ry Kalebajeng | ZST1 | PLN Stock Materials | 000000003200015 | CUT OUT ACC;FUSE LINK 20kV 6A | ZM0320 | BH | PRE-MEMORY | 0 | 0 | 0 | 0 | 1001 | HAR-Switchgear&Jaringan
7400 | UIW Sulselrabar | 7428 | PLN UP3 Makassar Selatan | 2550 | Gd Ry Kalebajeng | ZST1 | PLN Stock Materials | 000000003200015 | CUT OUT ACC;FUSE LINK 20kV 6A | ZM0320 | BH | NORMAL | 18 | 0 | 0 | 0 | 1001 | HAR-Switchgear&Jaringan
7400 | UIW Sulselrabar | 7428 | PLN UP3 Makassar Selatan | 2550 | Gd Ry Kalebajeng | ZST1 | PLN Stock Materials | 000000003200016 | CUT OUT ACC;FUSE LINK 20kV 80A | ZM0320 | BH | NORMAL | 0 | 0 | 0 | 0 | 1001 | HAR-Switchgear&Jaringan
7400 | UIW Sulselrabar | 7428 | PLN UP3 Makassar Selatan | 2550 | Gd Ry Kalebajeng | ZST1 | PLN Stock Materials | 000000003200017 | CUT OUT ACC;FUSE LINK 20kV 8A | ZM0320 | BH | PRE-MEMORY | 0 | 0 | 0 | 0 | 1001 | HAR-Switchgear&Jaringan
7400 | UIW Sulselrabar | 7428 | PLN UP3 Makassar Selatan | 2550 | Gd Ry Kalebajeng | ZST1 | PLN Stock Materials | 000000003200017 | CUT OUT ACC;FUSE LINK 20kV 8A | ZM0320 | BH | NORMAL | 42 | 0 | 0 | 0 | 1001 | HAR-Switchgear&Jaringan
7400 | UIW Sulselrabar | 7428 | PLN UP3 Makassar Selatan | 2550 | Gd Ry Kalebajeng | ZST1 | PLN Stock Materials | 000000003200018 | CUT OUT ACC;FUSE LINK 20kV 5A | ZM0320 | BH | PRE-MEMORY | 0 | 0 | 0 | 0 | 1001 | HAR-Switchgear&Jaringan
7400 | UIW Sulselrabar | 7428 | PLN UP3 Makassar Selatan | 2550 | Gd Ry Kalebajeng | ZST1 | PLN Stock Materials | 000000003200018 | CUT OUT ACC;FUSE LINK 20kV 5A | ZM0320 | BH | NORMAL | 21 | 0 | 0 | 0 | 1001 | HAR-Switchgear&Jaringan
7400 | UIW Sulselrabar | 7428 | PLN UP3 Makassar Selatan | 2550 | Gd Ry Kalebajeng | ZST1 | PLN Stock Materials | 000000003200023 | CUT OUT ACC;FUSE LINK 20kV 4A | ZM0320 | BH | PRE-MEMORY | 0 | 0 | 0 | 0 | 1001 | HAR-Switchgear&Jaringan
7400 | UIW Sulselrabar | 7428 | PLN UP3 Makassar Selatan | 2550 | Gd Ry Kalebajeng | ZST1 | PLN Stock Materials | 000000003200023 | CUT OUT ACC;FUSE LINK 20kV 4A | ZM0320 | BH | NORMAL | 0 | 0 | 0 | 0 | 1001 | HAR-Switchgear&Jaringan
7400 | UIW Sulselrabar | 7428 | PLN UP3 Makassar Selatan | 2550 | Gd Ry Kalebajeng | ZST1 | PLN Stock Materials | 000000003250012 | MCB;220/250V;1P;2A;50Hz; | ZM0325 | BH | NORMAL | 0 | 0 | 0 | 0 | 1003 | HAR-Alat Ukur
7400 | UIW Sulselrabar | 7428 | PLN UP3 Makassar Selatan | 2550 | Gd Ry Kalebajeng | ZST1 | PLN Stock Materials | 000000003250023 | MCB;380/440V;3P;160A;50Hz;MCCB | ZM0325 | BH | NORMAL | 0 | 0 | 0 | 0 | 1003 | HAR-Alat Ukur
7400 | UIW Sulselrabar | 7428 | PLN UP3 Makassar Selatan | 2550 | Gd Ry Kalebajeng | ZST1 | PLN Stock Materials | 000000003250032 | MCB;380/440V;3P;63A;50Hz;MCCB | ZM0325 | BH | NORMAL | 0 | 0 | 0 | 0 | 1003 | HAR-Alat Ukur
7400 | UIW Sulselrabar | 7428 | PLN UP3 Makassar Selatan | 2550 | Gd Ry Kalebajeng | ZST1 | PLN Stock Materials | 000000003250046 | MCB;230/400V;1P;2A;50Hz; | ZM0325 | BH | PRE-MEMORY | 0 | 0 | 0 | 0 | 1003 | HAR-Alat Ukur
7400 | UIW Sulselrabar | 7428 | PLN UP3 Makassar Selatan | 2550 | Gd Ry Kalebajeng | ZST1 | PLN Stock Materials | 000000003250046 | MCB;230/400V;1P;2A;50Hz; | ZM0325 | BH | NORMAL | 26 | 0 | 0 | 0 | 1003 | HAR-Alat Ukur
7400 | UIW Sulselrabar | 7428 | PLN UP3 Makassar Selatan | 2550 | Gd Ry Kalebajeng | ZST1 | PLN Stock Materials | 000000003250048 | MCB;230/400V;1P;4A;50Hz; | ZM0325 | BH | PRE-MEMORY | 0 | 0 | 0 | 0 | 1003 | HAR-Alat Ukur
7400 | UIW Sulselrabar | 7428 | PLN UP3 Makassar Selatan | 2550 | Gd Ry Kalebajeng | ZST1 | PLN Stock Materials | 000000003250048 | MCB;230/400V;1P;4A;50Hz; | ZM0325 | BH | NORMAL | 124 | 0 | 0 | 0 | 1003 | HAR-Alat Ukur
7400 | UIW Sulselrabar | 7428 | PLN UP3 Makassar Selatan | 2550 | Gd Ry Kalebajeng | ZST1 | PLN Stock Materials | 000000003250050 | MCB;230/400V;1P;6A;50Hz; | ZM0325 | BH | PRE-MEMORY | 0 | 0 | 0 | 0 | 1003 | HAR-Alat Ukur
7400 | UIW Sulselrabar | 7428 | PLN UP3 Makassar Selatan | 2550 | Gd Ry Kalebajeng | ZST1 | PLN Stock Materials | 000000003250050 | MCB;230/400V;1P;6A;50Hz; | ZM0325 | BH | NORMAL | 169 | 0 | 0 | 0 | 1003 | HAR-Alat Ukur
7400 | UIW Sulselrabar | 7428 | PLN UP3 Makassar Selatan | 2550 | Gd Ry Kalebajeng | ZST1 | PLN Stock Materials | 000000003250052 | MCB;230/400V;1P;10A;50Hz; | ZM0325 | BH | PRE-MEMORY | 0 | 0 | 0 | 0 | 1003 | HAR-Alat Ukur
7400 | UIW Sulselrabar | 7428 | PLN UP3 Makassar Selatan | 2550 | Gd Ry Kalebajeng | ZST1 | PLN Stock Materials | 000000003250052 | MCB;230/400V;1P;10A;50Hz; | ZM0325 | BH | NORMAL | 124 | 0 | 0 | 0 | 1003 | HAR-Alat Ukur
7400 | UIW Sulselrabar | 7428 | PLN UP3 Makassar Selatan | 2550 | Gd Ry Kalebajeng | ZST1 | PLN Stock Materials | 000000003250054 | MCB;230/400V;1P;16A;50Hz; | ZM0325 | BH | PRE-MEMORY | 0 | 0 | 0 | 0 | 1003 | HAR-Alat Ukur
7400 | UIW Sulselrabar | 7428 | PLN UP3 Makassar Selatan | 2550 | Gd Ry Kalebajeng | ZST1 | PLN Stock Materials | 000000003250054 | MCB;230/400V;1P;16A;50Hz; | ZM0325 | BH | NORMAL | 18 | 0 | 0 | 0 | 1003 | HAR-Alat Ukur
7400 | UIW Sulselrabar | 7428 | PLN UP3 Makassar Selatan | 2550 | Gd Ry Kalebajeng | ZST1 | PLN Stock Materials | 000000003250056 | MCB;230/400V;1P;20A;50Hz; | ZM0325 | BH | PRE-MEMORY | 0 | 0 | 0 | 0 | 1003 | HAR-Alat Ukur
7400 | UIW Sulselrabar | 7428 | PLN UP3 Makassar Selatan | 2550 | Gd Ry Kalebajeng | ZST1 | PLN Stock Materials | 000000003250056 | MCB;230/400V;1P;20A;50Hz; | ZM0325 | BH | NORMAL | 16 | 0 | 0 | 0 | 1003 | HAR-Alat Ukur
7400 | UIW Sulselrabar | 7428 | PLN UP3 Makassar Selatan | 2550 | Gd Ry Kalebajeng | ZST1 | PLN Stock Materials | 000000003250058 | MCB;230/400V;1P;25A;50Hz; | ZM0325 | BH | PRE-MEMORY | 0 | 0 | 0 | 0 | 1003 | HAR-Alat Ukur
7400 | UIW Sulselrabar | 7428 | PLN UP3 Makassar Selatan | 2550 | Gd Ry Kalebajeng | ZST1 | PLN Stock Materials | 000000003250058 | MCB;230/400V;1P;25A;50Hz; | ZM0325 | BH | NORMAL | 35 | 0 | 0 | 0 | 1003 | HAR-Alat Ukur
7400 | UIW Sulselrabar | 7428 | PLN UP3 Makassar Selatan | 2550 | Gd Ry Kalebajeng | ZST1 | PLN Stock Materials | 000000003250059 | MCB;230/400V;1P;35A;50Hz; | ZM0325 | BH | NORMAL | 1 | 0 | 0 | 0 | 1003 | HAR-Alat Ukur
7400 | UIW Sulselrabar | 7428 | PLN UP3 Makassar Selatan | 2550 | Gd Ry Kalebajeng | ZST1 | PLN Stock Materials | 000000003250060 | MCB;230/400V;1P;50A;50Hz; | ZM0325 | BH | PRE-MEMORY | 0 | 0 | 0 | 0 | 1003 | HAR-Alat Ukur
7400 | UIW Sulselrabar | 7428 | PLN UP3 Makassar Selatan | 2550 | Gd Ry Kalebajeng | ZST1 | PLN Stock Materials | 000000003250060 | MCB;230/400V;1P;50A;50Hz; | ZM0325 | BH | NORMAL | 6 | 0 | 0 | 0 | 1003 | HAR-Alat Ukur
7400 | UIW Sulselrabar | 7428 | PLN UP3 Makassar Selatan | 2550 | Gd Ry Kalebajeng | ZST1 | PLN Stock Materials | 000000003250063 | MCB;380/440V;3P;100A;50HZ;MCCB | ZM0325 | BH | NORMAL | 0 | 0 | 0 | 0 | 1003 | HAR-Alat Ukur
7400 | UIW Sulselrabar | 7428 | PLN UP3 Makassar Selatan | 2550 | Gd Ry Kalebajeng | ZST1 | PLN Stock Materials | 000000003250097 | MCB;230/400V;3P;10A;50Hz; | ZM0325 | BH | PRE-MEMORY | 0 | 0 | 0 | 0 | 1003 | HAR-Alat Ukur
7400 | UIW Sulselrabar | 7428 | PLN UP3 Makassar Selatan | 2550 | Gd Ry Kalebajeng | ZST1 | PLN Stock Materials | 000000003250097 | MCB;230/400V;3P;10A;50Hz; | ZM0325 | BH | NORMAL | 15 | 0 | 0 | 0 | 1003 | HAR-Alat Ukur
7400 | UIW Sulselrabar | 7428 | PLN UP3 Makassar Selatan | 2550 | Gd Ry Kalebajeng | ZST1 | PLN Stock Materials | 000000003250099 | MCB;230/400V;3P;16A;50Hz; | ZM0325 | BH | PRE-MEMORY | 0 | 0 | 0 | 0 | 1003 | HAR-Alat Ukur
7400 | UIW Sulselrabar | 7428 | PLN UP3 Makassar Selatan | 2550 | Gd Ry Kalebajeng | ZST1 | PLN Stock Materials | 000000003250099 | MCB;230/400V;3P;16A;50Hz; | ZM0325 | BH | NORMAL | 0 | 0 | 0 | 0 | 1003 | HAR-Alat Ukur
7400 | UIW Sulselrabar | 7428 | PLN UP3 Makassar Selatan | 2550 | Gd Ry Kalebajeng | ZST1 | PLN Stock Materials | 000000003250100 | MCB;230/400V;3P;20A;50Hz; | ZM0325 | BH | PRE-MEMORY | 0 | 0 | 0 | 0 | 1003 | HAR-Alat Ukur
7400 | UIW Sulselrabar | 7428 | PLN UP3 Makassar Selatan | 2550 | Gd Ry Kalebajeng | ZST1 | PLN Stock Materials | 000000003250100 | MCB;230/400V;3P;20A;50Hz; | ZM0325 | BH | NORMAL | 0 | 0 | 0 | 0 | 1003 | HAR-Alat Ukur
7400 | UIW Sulselrabar | 7428 | PLN UP3 Makassar Selatan | 2550 | Gd Ry Kalebajeng | ZST1 | PLN Stock Materials | 000000003250102 | MCB;230/400V;3P;25A;50Hz; | ZM0325 | BH | PRE-MEMORY | 0 | 0 | 0 | 0 | 1003 | HAR-Alat Ukur
7400 | UIW Sulselrabar | 7428 | PLN UP3 Makassar Selatan | 2550 | Gd Ry Kalebajeng | ZST1 | PLN Stock Materials | 000000003250102 | MCB;230/400V;3P;25A;50Hz; | ZM0325 | BH | NORMAL | 0 | 0 | 0 | 0 | 1003 | HAR-Alat Ukur
7400 | UIW Sulselrabar | 7428 | PLN UP3 Makassar Selatan | 2550 | Gd Ry Kalebajeng | ZST1 | PLN Stock Materials | 000000003250103 | MCB;230/400V;3P;35A;50Hz; | ZM0325 | BH | PRE-MEMORY | 0 | 0 | 0 | 0 | 1003 | HAR-Alat Ukur
7400 | UIW Sulselrabar | 7428 | PLN UP3 Makassar Selatan | 2550 | Gd Ry Kalebajeng | ZST1 | PLN Stock Materials | 000000003250103 | MCB;230/400V;3P;35A;50Hz; | ZM0325 | BH | NORMAL | 0 | 0 | 0 | 0 | 1003 | HAR-Alat Ukur
7400 | UIW Sulselrabar | 7428 | PLN UP3 Makassar Selatan | 2550 | Gd Ry Kalebajeng | ZST1 | PLN Stock Materials | 000000003250289 | MCB;230/400V;3P;25A;50HZ;MCCB+SHUNTTRIP | ZM0325 | BH | NORMAL | 0 | 0 | 0 | 0 | 1003 | HAR-Alat Ukur
7400 | UIW Sulselrabar | 7428 | PLN UP3 Makassar Selatan | 2550 | Gd Ry Kalebajeng | ZST1 | PLN Stock Materials | 000000003250292 | MCB;230/400V;3P;63A;50HZ;MCCB+SHUNTTRIP | ZM0325 | BH | NORMAL | 0 | 0 | 0 | 0 | 1003 | HAR-Alat Ukur
7400 | UIW Sulselrabar | 7428 | PLN UP3 Makassar Selatan | 2550 | Gd Ry Kalebajeng | ZST1 | PLN Stock Materials | 000000003260018 | LVSB;DIST;3P;380V;630A;4LINE;OD | ZM0326 | SET | NORMAL | 0 | 0 | 0 | 0 | 1001 | HAR-Switchgear&Jaringan
7400 | UIW Sulselrabar | 7428 | PLN UP3 Makassar Selatan | 2550 | Gd Ry Kalebajeng | ZST1 | PLN Stock Materials | 000000003260027 | LVSB;DIST;3P;380V;250A;2LINE;OD | ZM0326 | U | NORMAL | 0 | 0 | 0 | 0 | 1001 | HAR-Switchgear&Jaringan
7400 | UIW Sulselrabar | 7428 | PLN UP3 Makassar Selatan | 2550 | Gd Ry Kalebajeng | ZST1 | PLN Stock Materials | 000000003260157 | LVSB;DIST;1P;380V;250A;2LINE;OD | ZM0326 | SET | PRE-MEMORY | 0 | 0 | 0 | 0 | 1001 | HAR-Switchgear&Jaringan
7400 | UIW Sulselrabar | 7428 | PLN UP3 Makassar Selatan | 2550 | Gd Ry Kalebajeng | ZST1 | PLN Stock Materials | 000000003260161 | LVSB;DIST;3P;400V;250A;2LINE;OD | ZM0326 | SET | NORMAL | 0 | 0 | 0 | 0 | 1001 | HAR-Switchgear&Jaringan
7400 | UIW Sulselrabar | 7428 | PLN UP3 Makassar Selatan | 2550 | Gd Ry Kalebajeng | ZST1 | PLN Stock Materials | 000000003270029 | LVSB ACC;FUSE HOLDER 400A | ZM0327 | BH | NORMAL | 27 | 0 | 0 | 0 | 1001 | HAR-Switchgear&Jaringan
7400 | UIW Sulselrabar | 7428 | PLN UP3 Makassar Selatan | 2550 | Gd Ry Kalebajeng | ZST1 | PLN Stock Materials | 000000003270063 | LVSB ACC;FUSE HOLDER 250A | ZM0327 | BH | NORMAL | 3 | 0 | 0 | 0 | 1001 | HAR-Switchgear&Jaringan
7400 | UIW Sulselrabar | 7428 | PLN UP3 Makassar Selatan | 2550 | Gd Ry Kalebajeng | ZST1 | PLN Stock Materials | 000000003280010 | CONN;;PG W TO W;AL;D35.75-35.75mm2;BOLT | ZM0328 | BH | NORMAL | 0 | 0 | 0 | 0 | 1001 | HAR-Switchgear&Jaringan
7400 | UIW Sulselrabar | 7428 | PLN UP3 Makassar Selatan | 2550 | Gd Ry Kalebajeng | ZST1 | PLN Stock Materials | 000000003280095 | CONN;20kV;H;AL;50-70mm2;PRS; | ZM0328 | BH | NORMAL | 0 | 0 | 0 | 0 | 1001 | HAR-Switchgear&Jaringan
7400 | UIW Sulselrabar | 7428 | PLN UP3 Makassar Selatan | 2550 | Gd Ry Kalebajeng | ZST1 | PLN Stock Materials | 000000003280134 | CONN;20kV;CIRCLE;AL;70-150mm2;PRS; | ZM0328 | BH | PRE-MEMORY | 0 | 0 | 0 | 0 | 1001 | HAR-Switchgear&Jaringan
7400 | UIW Sulselrabar | 7428 | PLN UP3 Makassar Selatan | 2550 | Gd Ry Kalebajeng | ZST1 | PLN Stock Materials | 000000003280139 | CONN;20kV;H;AL;70-70/70-70mm2;PRS; | ZM0328 | BH | NORMAL | 0 | 0 | 0 | 0 | 1001 | HAR-Switchgear&Jaringan
7400 | UIW Sulselrabar | 7428 | PLN UP3 Makassar Selatan | 2550 | Gd Ry Kalebajeng | ZST1 | PLN Stock Materials | 000000003280162 | CONN;20kV;H;AL;35-70mm2;PRS; | ZM0328 | BH | PRE-MEMORY | 0 | 0 | 0 | 0 | 1001 | HAR-Switchgear&Jaringan
7400 | UIW Sulselrabar | 7428 | PLN UP3 Makassar Selatan | 2550 | Gd Ry Kalebajeng | ZST1 | PLN Stock Materials | 000000003280162 | CONN;20kV;H;AL;35-70mm2;PRS; | ZM0328 | BH | NORMAL | 45 | 0 | 0 | 0 | 1001 | HAR-Switchgear&Jaringan
7400 | UIW Sulselrabar | 7428 | PLN UP3 Makassar Selatan | 2550 | Gd Ry Kalebajeng | ZST1 | PLN Stock Materials | 000000003280185 | CONN;20kV;H;AL;150-150mm2;PRS; | ZM0328 | BH | PRE-MEMORY | 0 | 0 | 0 | 0 | 1001 | HAR-Switchgear&Jaringan
7400 | UIW Sulselrabar | 7428 | PLN UP3 Makassar Selatan | 2550 | Gd Ry Kalebajeng | ZST1 | PLN Stock Materials | 000000003280185 | CONN;20kV;H;AL;150-150mm2;PRS; | ZM0328 | BH | NORMAL | 18 | 0 | 0 | 0 | 1001 | HAR-Switchgear&Jaringan
7400 | UIW Sulselrabar | 7428 | PLN UP3 Makassar Selatan | 2550 | Gd Ry Kalebajeng | ZST1 | PLN Stock Materials | 000000003280253 | CONN;20kV;H;AL;70-150mm2;PRS; | ZM0328 | BH | NORMAL | 0 | 0 | 0 | 0 | 1001 | HAR-Switchgear&Jaringan
7400 | UIW Sulselrabar | 7428 | PLN UP3 Makassar Selatan | 2550 | Gd Ry Kalebajeng | ZST1 | PLN Stock Materials | 000000003280337 | CONN;1kV;PIER;AL;6-25/35-70mm2;2BOLT;WP | ZM0328 | BH | PRE-MEMORY | 0 | 0 | 0 | 0 | 1001 | HAR-Switchgear&Jaringan
7400 | UIW Sulselrabar | 7428 | PLN UP3 Makassar Selatan | 2550 | Gd Ry Kalebajeng | ZST1 | PLN Stock Materials | 000000003280337 | CONN;1kV;PIER;AL;6-25/35-70mm2;2BOLT;WP | ZM0328 | BH | NORMAL | 0 | 0 | 0 | 0 | 1001 | HAR-Switchgear&Jaringan
7400 | UIW Sulselrabar | 7428 | PLN UP3 Makassar Selatan | 2550 | Gd Ry Kalebajeng | ZST1 | PLN Stock Materials | 000000003280384 | CONN;20kV;CCO;AL;70-150mm2;PRS | ZM0328 | BH | NORMAL | 0 | 0 | 0 | 0 | 1001 | HAR-Switchgear&Jaringan
7400 | UIW Sulselrabar | 7428 | PLN UP3 Makassar Selatan | 2550 | Gd Ry Kalebajeng | ZST1 | PLN Stock Materials | 000000004120005 | BOX;APPVI NCBL;ST PLATE; | ZM0412 | BH | NORMAL | 5 | 0 | 0 | 0 | 1003 | HAR-Alat Ukur
7400 | UIW Sulselrabar | 7428 | PLN UP3 Makassar Selatan | 2550 | Gd Ry Kalebajeng | ZST1 | PLN Stock Materials | 000000004120049 | BOX;APPIII;ST PLATE 2mm; | ZM0412 | BH | PRE-MEMORY | 0 | 0 | 0 | 0 | 1003 | HAR-Alat Ukur
7400 | UIW Sulselrabar | 7428 | PLN UP3 Makassar Selatan | 2550 | Gd Ry Kalebajeng | ZST1 | PLN Stock Materials | 000000004120049 | BOX;APPIII;ST PLATE 2mm; | ZM0412 | BH | NORMAL | 0 | 0 | 0 | 0 | 1003 | HAR-Alat Ukur
7400 | UIW Sulselrabar | 7428 | PLN UP3 Makassar Selatan | 2550 | Gd Ry Kalebajeng | ZST1 | PLN Stock Materials | 000000004120103 | BOX;MER TRIP MODEM MCCB CT TR 66KVA | ZM0412 | SET | NORMAL | 0 | 0 | 0 | 0 | 1003 | HAR-Alat Ukur
7400 | UIW Sulselrabar | 7428 | PLN UP3 Makassar Selatan | 2550 | Gd Ry Kalebajeng | ZST1 | PLN Stock Materials | 000000004120121 | BOX;MER TRIP MODEM MCCB CT TR 23KVA | ZM0412 | SET | NORMAL | 0 | 0 | 0 | 0 | 1003 | HAR-Alat Ukur
7400 | UIW Sulselrabar | 7428 | PLN UP3 Makassar Selatan | 2550 | Gd Ry Kalebajeng | ZST1 | PLN Stock Materials | 000000004120284 | BOX;AMR COMBO;82,5KVA;+Shunt-Trip | ZM0412 | U | NORMAL | 0 | 0 | 0 | 0 | 1003 | HAR-Alat Ukur
7400 | UIW Sulselrabar | 7428 | PLN UP3 Makassar Selatan | 2550 | Gd Ry Kalebajeng | ZST1 | PLN Stock Materials | 000000004120286 | BOX;AMR COMBO;131KVA;+Shunt-Trip | ZM0412 | U | NORMAL | 0 | 0 | 0 | 0 | 1003 | HAR-Alat Ukur
7400 | UIW Sulselrabar | 7428 | PLN UP3 Makassar Selatan | 2550 | Gd Ry Kalebajeng | ZST1 | PLN Stock Materials | 000000004120333 | BOX;APPIII;16.5KVA;+MCB | ZM0412 | BH | NORMAL | 0 | 0 | 0 | 0 | 1003 | HAR-Alat Ukur
7400 | UIW Sulselrabar | 7428 | PLN UP3 Makassar Selatan | 2550 | Gd Ry Kalebajeng | ZST1 | PLN Stock Materials | 000000004160295 | CABLE CTRL;NYAF;1X16MM2;0.6/1KV;OH | ZM0416 | M | PRE-MEMORY | 0 | 0 | 0 | 0 | 1002 | HAR-Kabel
7400 | UIW Sulselrabar | 7428 | PLN UP3 Makassar Selatan | 2550 | Gd Ry Kalebajeng | ZST1 | PLN Stock Materials | 000000004190256 | UNIV ACC;GROUND PIPE 1.5"X2.75M+BC 50 | ZM0419 | BTG | PRE-MEMORY | 0 | 0 | 0 | 0 | 1005 | HAR-Persediaan Umum
7400 | UIW Sulselrabar | 7428 | PLN UP3 Makassar Selatan | 2550 | Gd Ry Kalebajeng | ZST1 | PLN Stock Materials | 000000004190256 | UNIV ACC;GROUND PIPE 1.5"X2.75M+BC 50 | ZM0419 | BTG | NORMAL | 0 | 0 | 0 | 0 | 1005 | HAR-Persediaan Umum
7400 | UIW Sulselrabar | 7428 | PLN UP3 Makassar Selatan | 2550 | Gd Ry Kalebajeng | ZST1 | PLN Stock Materials | 000000008050089 | LUBE;N;SHELL DIALA B | ZM0805 | L | NORMAL | 0 | 0 | 0 | 0 | 4004 | FUEL-Minyak & Pelumas
7400 | UIW Sulselrabar | 7428 | PLN UP3 Makassar Selatan | 2540 | Gd Ry Sunggumina | ZST1 | PLN Stock Materials | 000000001030074 | TRF DIS;D3;20kV/400V;3P;100kVA;YZN5;OD | ZM0103 | U | NORMAL | 0 | 0 | 0 | 0 | 1000 | HAR-Transformator
7400 | UIW Sulselrabar | 7428 | PLN UP3 Makassar Selatan | 2540 | Gd Ry Sunggumina | ZST1 | PLN Stock Materials | 000000002030022 | DS;K;20kV;3P;630A;;;OD | ZM0203 | U | NORMAL | 0 | 0 | 0 | 0 | 1001 | HAR-Switchgear&Jaringan
7400 | UIW Sulselrabar | 7428 | PLN UP3 Makassar Selatan | 2540 | Gd Ry Sunggumina | ZST1 | PLN Stock Materials | 000000002050097 | CT;380/220V;RING;100/5A;1;5VA;P | ZM0205 | BH | PRE-MEMORY | 3 | 0 | 0 | 0 | 1001 | HAR-Switchgear&Jaringan
7400 | UIW Sulselrabar | 7428 | PLN UP3 Makassar Selatan | 2540 | Gd Ry Sunggumina | ZST1 | PLN Stock Materials | 000000002050100 | CT;380/220V;RING;150/5A;0.5;5VA;P | ZM0205 | BH | PRE-MEMORY | 16 | 0 | 0 | 0 | 1001 | HAR-Switchgear&Jaringan
7400 | UIW Sulselrabar | 7428 | PLN UP3 Makassar Selatan | 2540 | Gd Ry Sunggumina | ZST1 | PLN Stock Materials | 000000002050103 | CT;380/220V;RING;200/5A;0.5;5VA;P | ZM0205 | BH | PRE-MEMORY | 18 | 0 | 0 | 0 | 1001 | HAR-Switchgear&Jaringan
7400 | UIW Sulselrabar | 7428 | PLN UP3 Makassar Selatan | 2540 | Gd Ry Sunggumina | ZST1 | PLN Stock Materials | 000000002050106 | CT;380/220V;RING;250/5A;0.5;5VA;P | ZM0205 | BH | PRE-MEMORY | 12 | 0 | 0 | 0 | 1001 | HAR-Switchgear&Jaringan
7400 | UIW Sulselrabar | 7428 | PLN UP3 Makassar Selatan | 2540 | Gd Ry Sunggumina | ZST1 | PLN Stock Materials | 000000002050109 | CT;380/220V;RING;300/5A;0.5;5VA;P | ZM0205 | BH | PRE-MEMORY | 7 | 0 | 0 | 0 | 1001 | HAR-Switchgear&Jaringan
7400 | UIW Sulselrabar | 7428 | PLN UP3 Makassar Selatan | 2540 | Gd Ry Sunggumina | ZST1 | PLN Stock Materials | 000000002050109 | CT;380/220V;RING;300/5A;0.5;5VA;P | ZM0205 | BH | NORMAL | 3 | 0 | 0 | 0 | 1001 | HAR-Switchgear&Jaringan
7400 | UIW Sulselrabar | 7428 | PLN UP3 Makassar Selatan | 2540 | Gd Ry Sunggumina | ZST1 | PLN Stock Materials | 000000002050730 | CT;380/220V;RING;125/5A;1;3.75VA;P | ZM0205 | BH | PRE-MEMORY | 21 | 0 | 0 | 0 | 1001 | HAR-Switchgear&Jaringan
7400 | UIW Sulselrabar | 7428 | PLN UP3 Makassar Selatan | 2540 | Gd Ry Sunggumina | ZST1 | PLN Stock Materials | 000000002050734 | CT;380/220V;RING;160/5A;0.5;2.5VA;P | ZM0205 | BH | PRE-MEMORY | 0 | 0 | 0 | 0 | 1001 | HAR-Switchgear&Jaringan
7400 | UIW Sulselrabar | 7428 | PLN UP3 Makassar Selatan | 2540 | Gd Ry Sunggumina | ZST1 | PLN Stock Materials | 000000002050745 | CT;380/220V;RING;300/5A;0.5S;5VA;P | ZM0205 | BH | NORMAL | 3 | 0 | 0 | 0 | 1001 | HAR-Switchgear&Jaringan
7400 | UIW Sulselrabar | 7428 | PLN UP3 Makassar Selatan | 2540 | Gd Ry Sunggumina | ZST1 | PLN Stock Materials | 000000002070045 | PT;20kV;K;;20000/V3-100/V3;0.5;50VA;OD | ZM0207 | BH | NORMAL | 0 | 0 | 0 | 0 | 1001 | HAR-Switchgear&Jaringan
7400 | UIW Sulselrabar | 7428 | PLN UP3 Makassar Selatan | 2540 | Gd Ry Sunggumina | ZST1 | PLN Stock Materials | 000000002090032 | LA;20-24kV;K;10kA;POLYMER;; | ZM0209 | BH | PRE-MEMORY | 0 | 0 | 0 | 0 | 1001 | HAR-Switchgear&Jaringan
7400 | UIW Sulselrabar | 7428 | PLN UP3 Makassar Selatan | 2540 | Gd Ry Sunggumina | ZST1 | PLN Stock Materials | 000000002090032 | LA;20-24kV;K;10kA;POLYMER;; | ZM0209 | BH | NORMAL | 9 | 0 | 0 | 0 | 1001 | HAR-Switchgear&Jaringan
7400 | UIW Sulselrabar | 7428 | PLN UP3 Makassar Selatan | 2540 | Gd Ry Sunggumina | ZST1 | PLN Stock Materials | 000000002190045 | MTR;kWH M;;1P;230V;20-60A;2;;2W | ZM0219 | BH | PRE-MEMORY | 0 | 0 | 0 | 0 | 1003 | HAR-Alat Ukur
7400 | UIW Sulselrabar | 7428 | PLN UP3 Makassar Selatan | 2540 | Gd Ry Sunggumina | ZST1 | PLN Stock Materials | 000000002190045 | MTR;kWH M;;1P;230V;20-60A;2;;2W | ZM0219 | BH | NORMAL | 0 | 0 | 0 | 0 | 1003 | HAR-Alat Ukur
7400 | UIW Sulselrabar | 7428 | PLN UP3 Makassar Selatan | 2540 | Gd Ry Sunggumina | ZST1 | PLN Stock Materials | 000000002190052 | MTR;kWH M;;3P;220/380V;20-60A;2;ST;4W | ZM0219 | BH | PRE-MEMORY | 0 | 0 | 0 | 0 | 1003 | HAR-Alat Ukur
7400 | UIW Sulselrabar | 7428 | PLN UP3 Makassar Selatan | 2540 | Gd Ry Sunggumina | ZST1 | PLN Stock Materials | 000000002190096 | MTR;KWHMCOM;;1P;230V;5-20A MINMCB;2;ST; | ZM0219 | BH | NORMAL | 0 | 0 | 0 | 0 | 1003 | HAR-Alat Ukur
7400 | UIW Sulselrabar | 7428 | PLN UP3 Makassar Selatan | 2540 | Gd Ry Sunggumina | ZST1 | PLN Stock Materials | 000000002190194 | MTR;kWH E;;3P;220/380V;5-100A;1;;4W | ZM0219 | BH | PRE-MEMORY | 0 | 0 | 0 | 0 | 1003 | HAR-Alat Ukur
7400 | UIW Sulselrabar | 7428 | PLN UP3 Makassar Selatan | 2540 | Gd Ry Sunggumina | ZST1 | PLN Stock Materials | 000000002190207 | MTR;kWH E-PR;;1P;230V;5-60A;2;;2W | ZM0219 | BH | NORMAL | 0 | 0 | 0 | 0 | 1003 | HAR-Alat Ukur
7400 | UIW Sulselrabar | 7428 | PLN UP3 Makassar Selatan | 2540 | Gd Ry Sunggumina | ZST1 | PLN Stock Materials | 000000002190210 | MTR;kWH M;;3P;220/380V;5-20A;1;ST;4W | ZM0219 | BH | PRE-MEMORY | 0 | 0 | 0 | 0 | 1003 | HAR-Alat Ukur
7400 | UIW Sulselrabar | 7428 | PLN UP3 Makassar Selatan | 2540 | Gd Ry Sunggumina | ZST1 | PLN Stock Materials | 000000002190210 | MTR;kWH M;;3P;220/380V;5-20A;1;ST;4W | ZM0219 | BH | NORMAL | 0 | 0 | 0 | 0 | 1003 | HAR-Alat Ukur
7400 | UIW Sulselrabar | 7428 | PLN UP3 Makassar Selatan | 2540 | Gd Ry Sunggumina | ZST1 | PLN Stock Materials | 000000002190218 | MTR;kWH E;;3P;230/400V;5-80A;1;;4W | ZM0219 | BH | PRE-MEMORY | 0 | 0 | 0 | 0 | 1003 | HAR-Alat Ukur
7400 | UIW Sulselrabar | 7428 | PLN UP3 Makassar Selatan | 2540 | Gd Ry Sunggumina | ZST1 | PLN Stock Materials | 000000002190218 | MTR;kWH E;;3P;230/400V;5-80A;1;;4W | ZM0219 | BH | NORMAL | 354 | 0 | 0 | 0 | 1003 | HAR-Alat Ukur
7400 | UIW Sulselrabar | 7428 | PLN UP3 Makassar Selatan | 2540 | Gd Ry Sunggumina | ZST1 | PLN Stock Materials | 000000002190219 | MTR;kWH E;;3P;57.7/240V;5-10A;0.5;;4W | ZM0219 | BH | PRE-MEMORY | 0 | 0 | 0 | 0 | 1003 | HAR-Alat Ukur
7400 | UIW Sulselrabar | 7428 | PLN UP3 Makassar Selatan | 2540 | Gd Ry Sunggumina | ZST1 | PLN Stock Materials | 000000002190219 | MTR;kWH E;;3P;57.7/240V;5-10A;0.5;;4W | ZM0219 | BH | NORMAL | 0 | 0 | 0 | 0 | 1003 | HAR-Alat Ukur
7400 | UIW Sulselrabar | 7428 | PLN UP3 Makassar Selatan | 2540 | Gd Ry Sunggumina | ZST1 | PLN Stock Materials | 000000002190222 | MTR;kWH ECOM;;1P;230V;5-40A MINMCB;1;; | ZM0219 | BH | PRE-MEMORY | 0 | 0 | 0 | 0 | 1003 | HAR-Alat Ukur
7400 | UIW Sulselrabar | 7428 | PLN UP3 Makassar Selatan | 2540 | Gd Ry Sunggumina | ZST1 | PLN Stock Materials | 000000002190224 | MTR;kWH E-PR;;1P;230V;5-60A;1;;2W | ZM0219 | BH | PRE-MEMORY | 0 | 0 | 0 | 0 | 1003 | HAR-Alat Ukur
7400 | UIW Sulselrabar | 7428 | PLN UP3 Makassar Selatan | 2540 | Gd Ry Sunggumina | ZST1 | PLN Stock Materials | 000000002190224 | MTR;kWH E-PR;;1P;230V;5-60A;1;;2W | ZM0219 | BH | NORMAL | 2035 | 0 | 0 | 0 | 1003 | HAR-Alat Ukur
7400 | UIW Sulselrabar | 7428 | PLN UP3 Makassar Selatan | 2540 | Gd Ry Sunggumina | ZST1 | PLN Stock Materials | 000000002190231 | MTR;kWH E;;1P;230V;5-40A;1;;2W | ZM0219 | BH | PRE-MEMORY | 0 | 0 | 0 | 0 | 1003 | HAR-Alat Ukur
7400 | UIW Sulselrabar | 7428 | PLN UP3 Makassar Selatan | 2540 | Gd Ry Sunggumina | ZST1 | PLN Stock Materials | 000000002190231 | MTR;kWH E;;1P;230V;5-40A;1;;2W | ZM0219 | BH | NORMAL | 490 | 0 | 0 | 0 | 1003 | HAR-Alat Ukur
7400 | UIW Sulselrabar | 7428 | PLN UP3 Makassar Selatan | 2540 | Gd Ry Sunggumina | ZST1 | PLN Stock Materials | 000000002190253 | MTR;kWH E;3P;230/400V;5-10A;1;;4W | ZM0219 | BH | PRE-MEMORY | 0 | 0 | 0 | 0 | 1003 | HAR-Alat Ukur
7400 | UIW Sulselrabar | 7428 | PLN UP3 Makassar Selatan | 2540 | Gd Ry Sunggumina | ZST1 | PLN Stock Materials | 000000002190253 | MTR;kWH E;3P;230/400V;5-10A;1;;4W | ZM0219 | BH | NORMAL | 13 | 0 | 0 | 0 | 1003 | HAR-Alat Ukur
7400 | UIW Sulselrabar | 7428 | PLN UP3 Makassar Selatan | 2540 | Gd Ry Sunggumina | ZST1 | PLN Stock Materials | 000000002200004 | MTR ACC;SEGEL PLASTIC | ZM0220 | BH | NORMAL | 0 | 0 | 0 | 0 | 1003 | HAR-Alat Ukur
7400 | UIW Sulselrabar | 7428 | PLN UP3 Makassar Selatan | 2540 | Gd Ry Sunggumina | ZST1 | PLN Stock Materials | 000000002200016 | MTR ACC;SEGEL PUTAR PLASTIC | ZM0220 | BH | NORMAL | 0 | 0 | 0 | 0 | 1003 | HAR-Alat Ukur
7400 | UIW Sulselrabar | 7428 | PLN UP3 Makassar Selatan | 2540 | Gd Ry Sunggumina | ZST1 | PLN Stock Materials | 000000002200023 | MTR ACC;MODEM GSM/56KBPS | ZM0220 | BH | NORMAL | 0 | 0 | 0 | 0 | 1003 | HAR-Alat Ukur
7400 | UIW Sulselrabar | 7428 | PLN UP3 Makassar Selatan | 2540 | Gd Ry Sunggumina | ZST1 | PLN Stock Materials | 000000002230195 | CLAMP;LLC;AL;70-150mm2;BOLT | ZM0223 | BH | NORMAL | 0 | 0 | 0 | 0 | 1001 | HAR-Switchgear&Jaringan
7400 | UIW Sulselrabar | 7428 | PLN UP3 Makassar Selatan | 2540 | Gd Ry Sunggumina | ZST1 | PLN Stock Materials | 000000002240024 | FUSE;380/220V;100A;SQUARE;1 | ZM0224 | BH | NORMAL | 0 | 0 | 0 | 0 | 1001 | HAR-Switchgear&Jaringan
7400 | UIW Sulselrabar | 7428 | PLN UP3 Makassar Selatan | 2540 | Gd Ry Sunggumina | ZST1 | PLN Stock Materials | 000000002240029 | FUSE;380/220V;125A;SQUARE;1 | ZM0224 | BH | NORMAL | 0 | 0 | 0 | 0 | 1001 | HAR-Switchgear&Jaringan
7400 | UIW Sulselrabar | 7428 | PLN UP3 Makassar Selatan | 2540 | Gd Ry Sunggumina | ZST1 | PLN Stock Materials | 000000002240038 | FUSE;380/220V;200A;SQUARE;1 | ZM0224 | BH | NORMAL | 0 | 0 | 0 | 0 | 1001 | HAR-Switchgear&Jaringan
7400 | UIW Sulselrabar | 7428 | PLN UP3 Makassar Selatan | 2540 | Gd Ry Sunggumina | ZST1 | PLN Stock Materials | 000000002240044 | FUSE;380/220V;250A;SQUARE;1 | ZM0224 | BH | NORMAL | 55 | 0 | 0 | 0 | 1001 | HAR-Switchgear&Jaringan
7400 | UIW Sulselrabar | 7428 | PLN UP3 Makassar Selatan | 2540 | Gd Ry Sunggumina | ZST1 | PLN Stock Materials | 000000002240048 | FUSE;380/220V;300A;SQUARE;2 | ZM0224 | BH | PRE-MEMORY | 0 | 0 | 0 | 0 | 1001 | HAR-Switchgear&Jaringan
7400 | UIW Sulselrabar | 7428 | PLN UP3 Makassar Selatan | 2540 | Gd Ry Sunggumina | ZST1 | PLN Stock Materials | 000000002240048 | FUSE;380/220V;300A;SQUARE;2 | ZM0224 | BH | NORMAL | 51 | 0 | 0 | 0 | 1001 | HAR-Switchgear&Jaringan
7400 | UIW Sulselrabar | 7428 | PLN UP3 Makassar Selatan | 2540 | Gd Ry Sunggumina | ZST1 | PLN Stock Materials | 000000002240049 | FUSE;380/220V;315A;SQUARE;2 | ZM0224 | BH | PRE-MEMORY | 0 | 0 | 0 | 0 | 1001 | HAR-Switchgear&Jaringan
7400 | UIW Sulselrabar | 7428 | PLN UP3 Makassar Selatan | 2540 | Gd Ry Sunggumina | ZST1 | PLN Stock Materials | 000000002240049 | FUSE;380/220V;315A;SQUARE;2 | ZM0224 | BH | NORMAL | 3 | 0 | 0 | 0 | 1001 | HAR-Switchgear&Jaringan
7400 | UIW Sulselrabar | 7428 | PLN UP3 Makassar Selatan | 2540 | Gd Ry Sunggumina | ZST1 | PLN Stock Materials | 000000002240050 | FUSE;380/220V;355A;SQUARE;2 | ZM0224 | BH | PRE-MEMORY | 0 | 0 | 0 | 0 | 1001 | HAR-Switchgear&Jaringan
7400 | UIW Sulselrabar | 7428 | PLN UP3 Makassar Selatan | 2540 | Gd Ry Sunggumina | ZST1 | PLN Stock Materials | 000000002240050 | FUSE;380/220V;355A;SQUARE;2 | ZM0224 | BH | NORMAL | 0 | 0 | 0 | 0 | 1001 | HAR-Switchgear&Jaringan
7400 | UIW Sulselrabar | 7428 | PLN UP3 Makassar Selatan | 2540 | Gd Ry Sunggumina | ZST1 | PLN Stock Materials | 000000002240072 | FUSE;380/220V;80A;SQUARE;1 | ZM0224 | BH | NORMAL | 0 | 0 | 0 | 0 | 1001 | HAR-Switchgear&Jaringan
7400 | UIW Sulselrabar | 7428 | PLN UP3 Makassar Selatan | 2540 | Gd Ry Sunggumina | ZST1 | PLN Stock Materials | 000000002240113 | FUSE;380/220V;250A;SQUARE;2 | ZM0224 | BH | PRE-MEMORY | 0 | 0 | 0 | 0 | 1001 | HAR-Switchgear&Jaringan
7400 | UIW Sulselrabar | 7428 | PLN UP3 Makassar Selatan | 2540 | Gd Ry Sunggumina | ZST1 | PLN Stock Materials | 000000002240113 | FUSE;380/220V;250A;SQUARE;2 | ZM0224 | BH | NORMAL | 0 | 0 | 0 | 0 | 1001 | HAR-Switchgear&Jaringan
7400 | UIW Sulselrabar | 7428 | PLN UP3 Makassar Selatan | 2540 | Gd Ry Sunggumina | ZST1 | PLN Stock Materials | 000000002240119 | FUSE;380/220V;80A;SQUARE;2 | ZM0224 | BH | PRE-MEMORY | 0 | 0 | 0 | 0 | 1001 | HAR-Switchgear&Jaringan
7400 | UIW Sulselrabar | 7428 | PLN UP3 Makassar Selatan | 2540 | Gd Ry Sunggumina | ZST1 | PLN Stock Materials | 000000002240120 | FUSE;380/220V;100A;SQUARE;2 | ZM0224 | BH | PRE-MEMORY | 0 | 0 | 0 | 0 | 1001 | HAR-Switchgear&Jaringan
7400 | UIW Sulselrabar | 7428 | PLN UP3 Makassar Selatan | 2540 | Gd Ry Sunggumina | ZST1 | PLN Stock Materials | 000000002240120 | FUSE;380/220V;100A;SQUARE;2 | ZM0224 | BH | NORMAL | 15 | 0 | 0 | 0 | 1001 | HAR-Switchgear&Jaringan
7400 | UIW Sulselrabar | 7428 | PLN UP3 Makassar Selatan | 2540 | Gd Ry Sunggumina | ZST1 | PLN Stock Materials | 000000002240121 | FUSE;380/220V;125A;SQUARE;2 | ZM0224 | BH | PRE-MEMORY | 0 | 0 | 0 | 0 | 1001 | HAR-Switchgear&Jaringan
7400 | UIW Sulselrabar | 7428 | PLN UP3 Makassar Selatan | 2540 | Gd Ry Sunggumina | ZST1 | PLN Stock Materials | 000000002240121 | FUSE;380/220V;125A;SQUARE;2 | ZM0224 | BH | NORMAL | 0 | 0 | 0 | 0 | 1001 | HAR-Switchgear&Jaringan
7400 | UIW Sulselrabar | 7428 | PLN UP3 Makassar Selatan | 2540 | Gd Ry Sunggumina | ZST1 | PLN Stock Materials | 000000002240122 | FUSE;380/220V;160A;SQUARE;2 | ZM0224 | BH | PRE-MEMORY | 0 | 0 | 0 | 0 | 1001 | HAR-Switchgear&Jaringan
7400 | UIW Sulselrabar | 7428 | PLN UP3 Makassar Selatan | 2540 | Gd Ry Sunggumina | ZST1 | PLN Stock Materials | 000000002240122 | FUSE;380/220V;160A;SQUARE;2 | ZM0224 | BH | NORMAL | 12 | 0 | 0 | 0 | 1001 | HAR-Switchgear&Jaringan
7400 | UIW Sulselrabar | 7428 | PLN UP3 Makassar Selatan | 2540 | Gd Ry Sunggumina | ZST1 | PLN Stock Materials | 000000002240123 | FUSE;380/220V;200A;SQUARE;2 | ZM0224 | BH | PRE-MEMORY | 0 | 0 | 0 | 0 | 1001 | HAR-Switchgear&Jaringan
7400 | UIW Sulselrabar | 7428 | PLN UP3 Makassar Selatan | 2540 | Gd Ry Sunggumina | ZST1 | PLN Stock Materials | 000000002240123 | FUSE;380/220V;200A;SQUARE;2 | ZM0224 | BH | NORMAL | 18 | 0 | 0 | 0 | 1001 | HAR-Switchgear&Jaringan
7400 | UIW Sulselrabar | 7428 | PLN UP3 Makassar Selatan | 2540 | Gd Ry Sunggumina | ZST1 | PLN Stock Materials | 000000002240125 | FUSE;380/220V;350A;SQUARE;2 | ZM0224 | BH | NORMAL | 33 | 0 | 0 | 0 | 1001 | HAR-Switchgear&Jaringan
7400 | UIW Sulselrabar | 7428 | PLN UP3 Makassar Selatan | 2540 | Gd Ry Sunggumina | ZST1 | PLN Stock Materials | 000000003030030 | POLE;STEEL;20kV;CIRCL;11m;200daN;; | ZM0303 | BTG | NORMAL | 0 | 0 | 0 | 0 | 1004 | HAR-Menara&Tiang
7400 | UIW Sulselrabar | 7428 | PLN UP3 Makassar Selatan | 2540 | Gd Ry Sunggumina | ZST1 | PLN Stock Materials | 000000003030041 | POLE;STEEL;220V;CIRCL;9m;200daN;; | ZM0303 | BTG | NORMAL | 0 | 0 | 0 | 0 | 1004 | HAR-Menara&Tiang
7400 | UIW Sulselrabar | 7428 | PLN UP3 Makassar Selatan | 2540 | Gd Ry Sunggumina | ZST1 | PLN Stock Materials | 000000003050050 | CONDUCTOR;AAAC-S;240mm2; | ZM0305 | M | NORMAL | 0 | 0 | 0 | 0 | 1001 | HAR-Switchgear&Jaringan
7400 | UIW Sulselrabar | 7428 | PLN UP3 Makassar Selatan | 2540 | Gd Ry Sunggumina | ZST1 | PLN Stock Materials | 000000003050084 | CONDUCTOR;AAAC-S;150mm2; | ZM0305 | M | NORMAL | 0 | 0 | 0 | 0 | 1001 | HAR-Switchgear&Jaringan
7400 | UIW Sulselrabar | 7428 | PLN UP3 Makassar Selatan | 2540 | Gd Ry Sunggumina | ZST1 | PLN Stock Materials | 000000003050088 | CONDUCTOR;AAAC-S;70mm2; | ZM0305 | M | NORMAL | 0 | 0 | 0 | 0 | 1001 | HAR-Switchgear&Jaringan
7400 | UIW Sulselrabar | 7428 | PLN UP3 Makassar Selatan | 2540 | Gd Ry Sunggumina | ZST1 | PLN Stock Materials | 000000003060122 | COND ACC;DEAD END ASSEMBLY | ZM0306 | BH | NORMAL | 0 | 0 | 0 | 0 | 1001 | HAR-Switchgear&Jaringan
7400 | UIW Sulselrabar | 7428 | PLN UP3 Makassar Selatan | 2540 | Gd Ry Sunggumina | ZST1 | PLN Stock Materials | 000000003060130 | COND ACC;NON TENSION JOINT AL 70mm2 | ZM0306 | BH | PRE-MEMORY | 0 | 0 | 0 | 0 | 1001 | HAR-Switchgear&Jaringan
7400 | UIW Sulselrabar | 7428 | PLN UP3 Makassar Selatan | 2540 | Gd Ry Sunggumina | ZST1 | PLN Stock Materials | 000000003060130 | COND ACC;NON TENSION JOINT AL 70mm2 | ZM0306 | BH | NORMAL | 0 | 0 | 0 | 0 | 1001 | HAR-Switchgear&Jaringan
7400 | UIW Sulselrabar | 7428 | PLN UP3 Makassar Selatan | 2540 | Gd Ry Sunggumina | ZST1 | PLN Stock Materials | 000000003060135 | COND ACC;JOINT SLEEVE AL 35mm2 INSUL | ZM0306 | BH | PRE-MEMORY | 0 | 0 | 0 | 0 | 1001 | HAR-Switchgear&Jaringan
7400 | UIW Sulselrabar | 7428 | PLN UP3 Makassar Selatan | 2540 | Gd Ry Sunggumina | ZST1 | PLN Stock Materials | 000000003060137 | COND ACC;JOINT SLEEVE AL 70mm2 INSUL | ZM0306 | BH | PRE-MEMORY | 0 | 0 | 0 | 0 | 1001 | HAR-Switchgear&Jaringan
7400 | UIW Sulselrabar | 7428 | PLN UP3 Makassar Selatan | 2540 | Gd Ry Sunggumina | ZST1 | PLN Stock Materials | 000000003060137 | COND ACC;JOINT SLEEVE AL 70mm2 INSUL | ZM0306 | BH | NORMAL | 0 | 0 | 0 | 0 | 1001 | HAR-Switchgear&Jaringan
7400 | UIW Sulselrabar | 7428 | PLN UP3 Makassar Selatan | 2540 | Gd Ry Sunggumina | ZST1 | PLN Stock Materials | 000000003060143 | COND ACC;JOINT SLEEVE AL 70mm2 | ZM0306 | BH | NORMAL | 0 | 0 | 0 | 0 | 1001 | HAR-Switchgear&Jaringan
7400 | UIW Sulselrabar | 7428 | PLN UP3 Makassar Selatan | 2540 | Gd Ry Sunggumina | ZST1 | PLN Stock Materials | 000000003060145 | COND ACC;JOINT SLEEVE AL 150mm2 | ZM0306 | BH | PRE-MEMORY | 0 | 0 | 0 | 0 | 1001 | HAR-Switchgear&Jaringan
7400 | UIW Sulselrabar | 7428 | PLN UP3 Makassar Selatan | 2540 | Gd Ry Sunggumina | ZST1 | PLN Stock Materials | 000000003060145 | COND ACC;JOINT SLEEVE AL 150mm2 | ZM0306 | BH | NORMAL | 14 | 0 | 0 | 0 | 1001 | HAR-Switchgear&Jaringan
7400 | UIW Sulselrabar | 7428 | PLN UP3 Makassar Selatan | 2540 | Gd Ry Sunggumina | ZST1 | PLN Stock Materials | 000000003060146 | COND ACC;JOINT SLEEVE AL 240mm2 | ZM0306 | BH | PRE-MEMORY | 0 | 0 | 0 | 0 | 1001 | HAR-Switchgear&Jaringan
7400 | UIW Sulselrabar | 7428 | PLN UP3 Makassar Selatan | 2540 | Gd Ry Sunggumina | ZST1 | PLN Stock Materials | 000000003060146 | COND ACC;JOINT SLEEVE AL 240mm2 | ZM0306 | BH | NORMAL | 45 | 0 | 0 | 0 | 1001 | HAR-Switchgear&Jaringan
7400 | UIW Sulselrabar | 7428 | PLN UP3 Makassar Selatan | 2540 | Gd Ry Sunggumina | ZST1 | PLN Stock Materials | 000000003060185 | COND ACC;TAP CONNECOR KEDAP AIR 6-25 | ZM0306 | BH | NORMAL | 0 | 0 | 0 | 0 | 1001 | HAR-Switchgear&Jaringan
7400 | UIW Sulselrabar | 7428 | PLN UP3 Makassar Selatan | 2540 | Gd Ry Sunggumina | ZST1 | PLN Stock Materials | 000000003060209 | COND ACC;JOINT ALCU 16mm2 | ZM0306 | BH | NORMAL | 0 | 0 | 0 | 0 | 1001 | HAR-Switchgear&Jaringan
7400 | UIW Sulselrabar | 7428 | PLN UP3 Makassar Selatan | 2540 | Gd Ry Sunggumina | ZST1 | PLN Stock Materials | 000000003060319 | COND ACC;JOINT ALCU 50-70mm2 COMP | ZM0306 | BH | NORMAL | 0 | 0 | 0 | 0 | 1001 | HAR-Switchgear&Jaringan
7400 | UIW Sulselrabar | 7428 | PLN UP3 Makassar Selatan | 2540 | Gd Ry Sunggumina | ZST1 | PLN Stock Materials | 000000003060320 | COND ACC;JOINT ALCU 70-70mm2 COMP | ZM0306 | BH | NORMAL | 0 | 0 | 0 | 0 | 1001 | HAR-Switchgear&Jaringan
7400 | UIW Sulselrabar | 7428 | PLN UP3 Makassar Selatan | 2540 | Gd Ry Sunggumina | ZST1 | PLN Stock Materials | 000000003060321 | COND ACC;JOINT ALCU 70-70mm2 INSUL | ZM0306 | BH | NORMAL | 0 | 0 | 0 | 0 | 1001 | HAR-Switchgear&Jaringan
7400 | UIW Sulselrabar | 7428 | PLN UP3 Makassar Selatan | 2540 | Gd Ry Sunggumina | ZST1 | PLN Stock Materials | 000000003060348 | COND ACC;NON TENSION JOINT ALCU 70mm2 | ZM0306 | BH | NORMAL | 0 | 0 | 0 | 0 | 1001 | HAR-Switchgear&Jaringan
7400 | UIW Sulselrabar | 7428 | PLN UP3 Makassar Selatan | 2540 | Gd Ry Sunggumina | ZST1 | PLN Stock Materials | 000000003060599 | COND ACC;TEKEP ISOLATOR 20KV B70 MM2 | ZM0306 | BH | NORMAL | 0 | 0 | 0 | 0 | 1001 | HAR-Switchgear&Jaringan
7400 | UIW Sulselrabar | 7428 | PLN UP3 Makassar Selatan | 2540 | Gd Ry Sunggumina | ZST1 | PLN Stock Materials | 000000003061426 | COND ACC;TEKEP ISOLATOR 20KV L70MM2 EXT | ZM0306 | U | NORMAL | 0 | 0 | 0 | 0 | 1001 | HAR-Switchgear&Jaringan
7400 | UIW Sulselrabar | 7428 | PLN UP3 Makassar Selatan | 2540 | Gd Ry Sunggumina | ZST1 | PLN Stock Materials | 000000003070151 | ISOLATOR;PINPOST;PORC;24KV;;12.5kN | ZM0307 | BH | NORMAL | 0 | 0 | 0 | 0 | 1001 | HAR-Switchgear&Jaringan
7400 | UIW Sulselrabar | 7428 | PLN UP3 Makassar Selatan | 2540 | Gd Ry Sunggumina | ZST1 | PLN Stock Materials | 000000003070152 | ISOLATOR;LINEPOST;POLYMER;24KV;;12.5kN | ZM0307 | BH | NORMAL | 0 | 0 | 0 | 0 | 1001 | HAR-Switchgear&Jaringan
7400 | UIW Sulselrabar | 7428 | PLN UP3 Makassar Selatan | 2540 | Gd Ry Sunggumina | ZST1 | PLN Stock Materials | 000000003070154 | ISOLATOR;SUSP;POLYMER;24KV;;70kN | ZM0307 | BH | NORMAL | 3 | 0 | 0 | 0 | 1001 | HAR-Switchgear&Jaringan
7400 | UIW Sulselrabar | 7428 | PLN UP3 Makassar Selatan | 2540 | Gd Ry Sunggumina | ZST1 | PLN Stock Materials | 000000003070155 | ISOLATOR;SUSP;PORC;24KV;;70kN | ZM0307 | SET | NORMAL | 0 | 0 | 0 | 0 | 1001 | HAR-Switchgear&Jaringan
7400 | UIW Sulselrabar | 7428 | PLN UP3 Makassar Selatan | 2540 | Gd Ry Sunggumina | ZST1 | PLN Stock Materials | 000000003070160 | ISOLATOR;STRAIN KAP PIN;PORC;24KV;;70kN | ZM0307 | BH | NORMAL | 0 | 0 | 0 | 0 | 1001 | HAR-Switchgear&Jaringan
7400 | UIW Sulselrabar | 7428 | PLN UP3 Makassar Selatan | 2540 | Gd Ry Sunggumina | ZST1 | PLN Stock Materials | 000000003110025 | CABLE PWR;NFA2X;2X10mm2;0.6/1kV;OH | ZM0311 | M | PRE-MEMORY | 0 | 0 | 0 | 0 | 1001 | HAR-Switchgear&Jaringan
7400 | UIW Sulselrabar | 7428 | PLN UP3 Makassar Selatan | 2540 | Gd Ry Sunggumina | ZST1 | PLN Stock Materials | 000000003110025 | CABLE PWR;NFA2X;2X10mm2;0.6/1kV;OH | ZM0311 | M | NORMAL | 4124 | 0 | 0 | 0 | 1001 | HAR-Switchgear&Jaringan
7400 | UIW Sulselrabar | 7428 | PLN UP3 Makassar Selatan | 2540 | Gd Ry Sunggumina | ZST1 | PLN Stock Materials | 000000003110026 | CABLE PWR;NFA2X;2X16mm2;0.6/1kV;OH | ZM0311 | M | NORMAL | 0 | 0 | 0 | 0 | 1001 | HAR-Switchgear&Jaringan
7400 | UIW Sulselrabar | 7428 | PLN UP3 Makassar Selatan | 2540 | Gd Ry Sunggumina | ZST1 | PLN Stock Materials | 000000003110029 | CABLE PWR;NFA2X;4X16mm2;0.6/1kV;OH | ZM0311 | M | NORMAL | 0 | 0 | 0 | 0 | 1001 | HAR-Switchgear&Jaringan
7400 | UIW Sulselrabar | 7428 | PLN UP3 Makassar Selatan | 2540 | Gd Ry Sunggumina | ZST1 | PLN Stock Materials | 000000003110038 | CABLE PWR;NFA2X-T;3X35+1X25;0.6/1kV;OH | ZM0311 | M | NORMAL | 0 | 0 | 0 | 0 | 1001 | HAR-Switchgear&Jaringan
7400 | UIW Sulselrabar | 7428 | PLN UP3 Makassar Selatan | 2540 | Gd Ry Sunggumina | ZST1 | PLN Stock Materials | 000000003110039 | CABLE PWR;NFA2X-T;3X35+1X35;0.6/1kV;OH | ZM0311 | M | NORMAL | 0 | 0 | 0 | 0 | 1001 | HAR-Switchgear&Jaringan
7400 | UIW Sulselrabar | 7428 | PLN UP3 Makassar Selatan | 2540 | Gd Ry Sunggumina | ZST1 | PLN Stock Materials | 000000003110041 | CABLE PWR;NFA2X-T;3X70+1X50;0.6/1kV;OH | ZM0311 | M | NORMAL | 0 | 0 | 0 | 0 | 1001 | HAR-Switchgear&Jaringan
7400 | UIW Sulselrabar | 7428 | PLN UP3 Makassar Selatan | 2540 | Gd Ry Sunggumina | ZST1 | PLN Stock Materials | 000000003110055 | CABLE PWR;NYFGBY;4X35mm2;0.6/1kV;UG | ZM0311 | M | NORMAL | 5 | 0 | 0 | 0 | 1001 | HAR-Switchgear&Jaringan
7400 | UIW Sulselrabar | 7428 | PLN UP3 Makassar Selatan | 2540 | Gd Ry Sunggumina | ZST1 | PLN Stock Materials | 000000003110060 | CABLE PWR;NYY;1X150mm2;0.6/1kV;OH | ZM0311 | M | PRE-MEMORY | 0 | 0 | 0 | 0 | 1001 | HAR-Switchgear&Jaringan
7400 | UIW Sulselrabar | 7428 | PLN UP3 Makassar Selatan | 2540 | Gd Ry Sunggumina | ZST1 | PLN Stock Materials | 000000003110060 | CABLE PWR;NYY;1X150mm2;0.6/1kV;OH | ZM0311 | M | NORMAL | 0 | 0 | 0 | 0 | 1001 | HAR-Switchgear&Jaringan
7400 | UIW Sulselrabar | 7428 | PLN UP3 Makassar Selatan | 2540 | Gd Ry Sunggumina | ZST1 | PLN Stock Materials | 000000003110064 | CABLE PWR;NYY;1X70mm2;0.6/1kV;OH | ZM0311 | M | PRE-MEMORY | 0 | 0 | 0 | 0 | 1001 | HAR-Switchgear&Jaringan
7400 | UIW Sulselrabar | 7428 | PLN UP3 Makassar Selatan | 2540 | Gd Ry Sunggumina | ZST1 | PLN Stock Materials | 000000003110064 | CABLE PWR;NYY;1X70mm2;0.6/1kV;OH | ZM0311 | M | NORMAL | 0 | 0 | 0 | 0 | 1001 | HAR-Switchgear&Jaringan
7400 | UIW Sulselrabar | 7428 | PLN UP3 Makassar Selatan | 2540 | Gd Ry Sunggumina | ZST1 | PLN Stock Materials | 000000003110291 | CABLE PWR;NYY;1x95mm2;230/380V;OH | ZM0311 | M | PRE-MEMORY | 0 | 0 | 0 | 0 | 1001 | HAR-Switchgear&Jaringan
7400 | UIW Sulselrabar | 7428 | PLN UP3 Makassar Selatan | 2540 | Gd Ry Sunggumina | ZST1 | PLN Stock Materials | 000000003110291 | CABLE PWR;NYY;1x95mm2;230/380V;OH | ZM0311 | M | NORMAL | 0 | 0 | 0 | 0 | 1001 | HAR-Switchgear&Jaringan
7400 | UIW Sulselrabar | 7428 | PLN UP3 Makassar Selatan | 2540 | Gd Ry Sunggumina | ZST1 | PLN Stock Materials | 000000003110514 | CABLE PWR;NYY;1X70mm2;0.6/1kV;Opstig | ZM0311 | M | NORMAL | 0 | 0 | 0 | 0 | 1001 | HAR-Switchgear&Jaringan
7400 | UIW Sulselrabar | 7428 | PLN UP3 Makassar Selatan | 2540 | Gd Ry Sunggumina | ZST1 | PLN Stock Materials | 000000003110516 | CABLE PWR;NYY;1X150mm2;0.6/1kV;Opstig | ZM0311 | M | NORMAL | 0 | 0 | 0 | 0 | 1001 | HAR-Switchgear&Jaringan
7400 | UIW Sulselrabar | 7428 | PLN UP3 Makassar Selatan | 2540 | Gd Ry Sunggumina | ZST1 | PLN Stock Materials | 000000003110542 | CABLE PWR;NFA2X-T;3X70+1X70;0.6/1kV;OH | ZM0311 | M | NORMAL | 500 | 0 | 0 | 0 | 1001 | HAR-Switchgear&Jaringan
7400 | UIW Sulselrabar | 7428 | PLN UP3 Makassar Selatan | 2540 | Gd Ry Sunggumina | ZST1 | PLN Stock Materials | 000000003120013 | CABLE PWR ACC;CABLE SHOE CU 150mm2 | ZM0312 | BH | PRE-MEMORY | 0 | 0 | 0 | 0 | 1001 | HAR-Switchgear&Jaringan
7400 | UIW Sulselrabar | 7428 | PLN UP3 Makassar Selatan | 2540 | Gd Ry Sunggumina | ZST1 | PLN Stock Materials | 000000003120013 | CABLE PWR ACC;CABLE SHOE CU 150mm2 | ZM0312 | BH | NORMAL | 0 | 0 | 0 | 0 | 1001 | HAR-Switchgear&Jaringan
7400 | UIW Sulselrabar | 7428 | PLN UP3 Makassar Selatan | 2540 | Gd Ry Sunggumina | ZST1 | PLN Stock Materials | 000000003120016 | CABLE PWR ACC;CABLE SHOE CU 35mm2 | ZM0312 | BH | PRE-MEMORY | 0 | 0 | 0 | 0 | 1001 | HAR-Switchgear&Jaringan
7400 | UIW Sulselrabar | 7428 | PLN UP3 Makassar Selatan | 2540 | Gd Ry Sunggumina | ZST1 | PLN Stock Materials | 000000003120017 | CABLE PWR ACC;CABLE SHOE CU 50mm2 | ZM0312 | BH | PRE-MEMORY | 0 | 0 | 0 | 0 | 1001 | HAR-Switchgear&Jaringan
7400 | UIW Sulselrabar | 7428 | PLN UP3 Makassar Selatan | 2540 | Gd Ry Sunggumina | ZST1 | PLN Stock Materials | 000000003120017 | CABLE PWR ACC;CABLE SHOE CU 50mm2 | ZM0312 | BH | NORMAL | 0 | 0 | 0 | 0 | 1001 | HAR-Switchgear&Jaringan
7400 | UIW Sulselrabar | 7428 | PLN UP3 Makassar Selatan | 2540 | Gd Ry Sunggumina | ZST1 | PLN Stock Materials | 000000003120018 | CABLE PWR ACC;CABLE SHOE CU 95mm2 | ZM0312 | BH | NORMAL | 0 | 0 | 0 | 0 | 1001 | HAR-Switchgear&Jaringan
7400 | UIW Sulselrabar | 7428 | PLN UP3 Makassar Selatan | 2540 | Gd Ry Sunggumina | ZST1 | PLN Stock Materials | 000000003120037 | CABLE PWR ACC;DEAD END ASSY FIXED 50mm | ZM0312 | SET | NORMAL | 0 | 0 | 0 | 0 | 1001 | HAR-Switchgear&Jaringan
7400 | UIW Sulselrabar | 7428 | PLN UP3 Makassar Selatan | 2540 | Gd Ry Sunggumina | ZST1 | PLN Stock Materials | 000000003120058 | CABLE PWR ACC;LARGE ANGLE ASSY 70mm | ZM0312 | SET | PRE-MEMORY | 0 | 0 | 0 | 0 | 1001 | HAR-Switchgear&Jaringan
7400 | UIW Sulselrabar | 7428 | PLN UP3 Makassar Selatan | 2540 | Gd Ry Sunggumina | ZST1 | PLN Stock Materials | 000000003120058 | CABLE PWR ACC;LARGE ANGLE ASSY 70mm | ZM0312 | SET | NORMAL | 0 | 0 | 0 | 0 | 1001 | HAR-Switchgear&Jaringan
7400 | UIW Sulselrabar | 7428 | PLN UP3 Makassar Selatan | 2540 | Gd Ry Sunggumina | ZST1 | PLN Stock Materials | 000000003120092 | CABLE PWR ACC;SUSPENSION ASSY 70mm | ZM0312 | SET | PRE-MEMORY | 0 | 0 | 0 | 0 | 1001 | HAR-Switchgear&Jaringan
7400 | UIW Sulselrabar | 7428 | PLN UP3 Makassar Selatan | 2540 | Gd Ry Sunggumina | ZST1 | PLN Stock Materials | 000000003120092 | CABLE PWR ACC;SUSPENSION ASSY 70mm | ZM0312 | SET | NORMAL | 0 | 0 | 0 | 0 | 1001 | HAR-Switchgear&Jaringan
7400 | UIW Sulselrabar | 7428 | PLN UP3 Makassar Selatan | 2540 | Gd Ry Sunggumina | ZST1 | PLN Stock Materials | 000000003120113 | CABLE PWR ACC;CABLE SHOE AL-CU 50mm2 | ZM0312 | BH | PRE-MEMORY | 0 | 0 | 0 | 0 | 1001 | HAR-Switchgear&Jaringan
7400 | UIW Sulselrabar | 7428 | PLN UP3 Makassar Selatan | 2540 | Gd Ry Sunggumina | ZST1 | PLN Stock Materials | 000000003120113 | CABLE PWR ACC;CABLE SHOE AL-CU 50mm2 | ZM0312 | BH | NORMAL | 0 | 0 | 0 | 0 | 1001 | HAR-Switchgear&Jaringan
7400 | UIW Sulselrabar | 7428 | PLN UP3 Makassar Selatan | 2540 | Gd Ry Sunggumina | ZST1 | PLN Stock Materials | 000000003120114 | CABLE PWR ACC;CABLE SHOE CU 70mm2 | ZM0312 | BH | PRE-MEMORY | 0 | 0 | 0 | 0 | 1001 | HAR-Switchgear&Jaringan
7400 | UIW Sulselrabar | 7428 | PLN UP3 Makassar Selatan | 2540 | Gd Ry Sunggumina | ZST1 | PLN Stock Materials | 000000003120114 | CABLE PWR ACC;CABLE SHOE CU 70mm2 | ZM0312 | BH | NORMAL | 0 | 0 | 0 | 0 | 1001 | HAR-Switchgear&Jaringan
7400 | UIW Sulselrabar | 7428 | PLN UP3 Makassar Selatan | 2540 | Gd Ry Sunggumina | ZST1 | PLN Stock Materials | 000000003120116 | CABLE PWR ACC;CABLE SHOE AL-CU 95mm2 | ZM0312 | BH | PRE-MEMORY | 0 | 0 | 0 | 0 | 1001 | HAR-Switchgear&Jaringan
7400 | UIW Sulselrabar | 7428 | PLN UP3 Makassar Selatan | 2540 | Gd Ry Sunggumina | ZST1 | PLN Stock Materials | 000000003120118 | CABLE PWR ACC;CABLE SHOE AL-CU 150mm2 | ZM0312 | BH | PRE-MEMORY | 0 | 0 | 0 | 0 | 1001 | HAR-Switchgear&Jaringan
7400 | UIW Sulselrabar | 7428 | PLN UP3 Makassar Selatan | 2540 | Gd Ry Sunggumina | ZST1 | PLN Stock Materials | 000000003120118 | CABLE PWR ACC;CABLE SHOE AL-CU 150mm2 | ZM0312 | BH | NORMAL | 0 | 0 | 0 | 0 | 1001 | HAR-Switchgear&Jaringan
7400 | UIW Sulselrabar | 7428 | PLN UP3 Makassar Selatan | 2540 | Gd Ry Sunggumina | ZST1 | PLN Stock Materials | 000000003120142 | CABLE PWR ACC;WEDGE CLAMP 2x(6-16)mm | ZM0312 | BH | NORMAL | 0 | 0 | 0 | 0 | 1001 | HAR-Switchgear&Jaringan
7400 | UIW Sulselrabar | 7428 | PLN UP3 Makassar Selatan | 2540 | Gd Ry Sunggumina | ZST1 | PLN Stock Materials | 000000003120154 | CABLE PWR ACC;CABLE SHOE AL-CU 1H 35mm2 | ZM0312 | BH | NORMAL | 0 | 0 | 0 | 0 | 1001 | HAR-Switchgear&Jaringan
7400 | UIW Sulselrabar | 7428 | PLN UP3 Makassar Selatan | 2540 | Gd Ry Sunggumina | ZST1 | PLN Stock Materials | 000000003120155 | CABLE PWR ACC;CABLE SHOE AL-CU 1H 50mm2 | ZM0312 | BH | NORMAL | 11 | 0 | 0 | 0 | 1001 | HAR-Switchgear&Jaringan
7400 | UIW Sulselrabar | 7428 | PLN UP3 Makassar Selatan | 2540 | Gd Ry Sunggumina | ZST1 | PLN Stock Materials | 000000003120156 | CABLE PWR ACC;CABLE SHOE AL-CU 1H 70mm2 | ZM0312 | BH | PRE-MEMORY | 0 | 0 | 0 | 0 | 1001 | HAR-Switchgear&Jaringan
7400 | UIW Sulselrabar | 7428 | PLN UP3 Makassar Selatan | 2540 | Gd Ry Sunggumina | ZST1 | PLN Stock Materials | 000000003120156 | CABLE PWR ACC;CABLE SHOE AL-CU 1H 70mm2 | ZM0312 | BH | NORMAL | 0 | 0 | 0 | 0 | 1001 | HAR-Switchgear&Jaringan
7400 | UIW Sulselrabar | 7428 | PLN UP3 Makassar Selatan | 2540 | Gd Ry Sunggumina | ZST1 | PLN Stock Materials | 000000003120157 | CABLE PWR ACC;CABLE SHOE AL-CU 1H 95mm2 | ZM0312 | BH | NORMAL | 0 | 0 | 0 | 0 | 1001 | HAR-Switchgear&Jaringan
7400 | UIW Sulselrabar | 7428 | PLN UP3 Makassar Selatan | 2540 | Gd Ry Sunggumina | ZST1 | PLN Stock Materials | 000000003120159 | CABLE PWR ACC;CABLE SHOE AL-CU 1H 150mm2 | ZM0312 | BH | NORMAL | 41 | 0 | 0 | 0 | 1001 | HAR-Switchgear&Jaringan
7400 | UIW Sulselrabar | 7428 | PLN UP3 Makassar Selatan | 2540 | Gd Ry Sunggumina | ZST1 | PLN Stock Materials | 000000003120161 | CABLE PWR ACC;CABLE SHOE AL-CU 1H 240mm2 | ZM0312 | BH | NORMAL | 107 | 0 | 0 | 0 | 1001 | HAR-Switchgear&Jaringan
7400 | UIW Sulselrabar | 7428 | PLN UP3 Makassar Selatan | 2540 | Gd Ry Sunggumina | ZST1 | PLN Stock Materials | 000000003120171 | CABLE PWR ACC;CABLE SHOE AL-CU 2H 150mm2 | ZM0312 | BH | NORMAL | 0 | 0 | 0 | 0 | 1001 | HAR-Switchgear&Jaringan
7400 | UIW Sulselrabar | 7428 | PLN UP3 Makassar Selatan | 2540 | Gd Ry Sunggumina | ZST1 | PLN Stock Materials | 000000003120173 | CABLE PWR ACC;CABLE SHOE AL-CU 2H 240mm2 | ZM0312 | BH | PRE-MEMORY | 0 | 0 | 0 | 0 | 1001 | HAR-Switchgear&Jaringan
7400 | UIW Sulselrabar | 7428 | PLN UP3 Makassar Selatan | 2540 | Gd Ry Sunggumina | ZST1 | PLN Stock Materials | 000000003120173 | CABLE PWR ACC;CABLE SHOE AL-CU 2H 240mm2 | ZM0312 | BH | NORMAL | 0 | 0 | 0 | 0 | 1001 | HAR-Switchgear&Jaringan
7400 | UIW Sulselrabar | 7428 | PLN UP3 Makassar Selatan | 2540 | Gd Ry Sunggumina | ZST1 | PLN Stock Materials | 000000003120227 | CABLE PWR ACC;CABLE SHOE CU ID 1H 50mm2 | ZM0312 | BH | NORMAL | 0 | 0 | 0 | 0 | 1001 | HAR-Switchgear&Jaringan
7400 | UIW Sulselrabar | 7428 | PLN UP3 Makassar Selatan | 2540 | Gd Ry Sunggumina | ZST1 | PLN Stock Materials | 000000003120228 | CABLE PWR ACC;CABLE SHOE CU ID 1H 70mm2 | ZM0312 | BH | NORMAL | 42 | 0 | 0 | 0 | 1001 | HAR-Switchgear&Jaringan
7400 | UIW Sulselrabar | 7428 | PLN UP3 Makassar Selatan | 2540 | Gd Ry Sunggumina | ZST1 | PLN Stock Materials | 000000003120231 | CABLE PWR ACC;CABLE SHOE CU ID 1H 150mm2 | ZM0312 | BH | NORMAL | 20 | 0 | 0 | 0 | 1001 | HAR-Switchgear&Jaringan
7400 | UIW Sulselrabar | 7428 | PLN UP3 Makassar Selatan | 2540 | Gd Ry Sunggumina | ZST1 | PLN Stock Materials | 000000003120244 | CABLE PWR ACC;CABLE SHOE CU OD 1H 150mm2 | ZM0312 | BH | NORMAL | 0 | 0 | 0 | 0 | 1001 | HAR-Switchgear&Jaringan
7400 | UIW Sulselrabar | 7428 | PLN UP3 Makassar Selatan | 2540 | Gd Ry Sunggumina | ZST1 | PLN Stock Materials | 000000003120314 | CABLE PWR ACC;SERVICE WC 6-25/6-25mm2 | ZM0312 | BH | PRE-MEMORY | 0 | 0 | 0 | 0 | 1001 | HAR-Switchgear&Jaringan
7400 | UIW Sulselrabar | 7428 | PLN UP3 Makassar Selatan | 2540 | Gd Ry Sunggumina | ZST1 | PLN Stock Materials | 000000003120314 | CABLE PWR ACC;SERVICE WC 6-25/6-25mm2 | ZM0312 | BH | NORMAL | 0 | 0 | 0 | 0 | 1001 | HAR-Switchgear&Jaringan
7400 | UIW Sulselrabar | 7428 | PLN UP3 Makassar Selatan | 2540 | Gd Ry Sunggumina | ZST1 | PLN Stock Materials | 000000003120486 | CABLE PWR ACC;SUSPENSION ASSY 25-70mm | ZM0312 | BH | NORMAL | 0 | 0 | 0 | 0 | 1001 | HAR-Switchgear&Jaringan
7400 | UIW Sulselrabar | 7428 | PLN UP3 Makassar Selatan | 2540 | Gd Ry Sunggumina | ZST1 | PLN Stock Materials | 000000003120530 | CABLE PWR ACC;WEDGE CLAMP 2/4x6-25mm2 | ZM0312 | BH | NORMAL | 109 | 0 | 0 | 0 | 1001 | HAR-Switchgear&Jaringan
7400 | UIW Sulselrabar | 7428 | PLN UP3 Makassar Selatan | 2540 | Gd Ry Sunggumina | ZST1 | PLN Stock Materials | 000000003190002 | CUT OUT;20kV;6-100A;10kA;125kV | ZM0319 | BH | NORMAL | 2 | 0 | 0 | 0 | 1001 | HAR-Switchgear&Jaringan
7400 | UIW Sulselrabar | 7428 | PLN UP3 Makassar Selatan | 2540 | Gd Ry Sunggumina | ZST1 | PLN Stock Materials | 000000003190018 | CUT OUT;24kV;6-100A;12kA;POLYMER-125kV | ZM0319 | BH | PRE-MEMORY | 0 | 0 | 0 | 0 | 1001 | HAR-Switchgear&Jaringan
7400 | UIW Sulselrabar | 7428 | PLN UP3 Makassar Selatan | 2540 | Gd Ry Sunggumina | ZST1 | PLN Stock Materials | 000000003190018 | CUT OUT;24kV;6-100A;12kA;POLYMER-125kV | ZM0319 | BH | NORMAL | 0 | 0 | 0 | 0 | 1001 | HAR-Switchgear&Jaringan
7400 | UIW Sulselrabar | 7428 | PLN UP3 Makassar Selatan | 2540 | Gd Ry Sunggumina | ZST1 | PLN Stock Materials | 000000003200002 | CUT OUT ACC;FUSE LINK 20kV 10A | ZM0320 | BH | PRE-MEMORY | 0 | 0 | 0 | 0 | 1001 | HAR-Switchgear&Jaringan
7400 | UIW Sulselrabar | 7428 | PLN UP3 Makassar Selatan | 2540 | Gd Ry Sunggumina | ZST1 | PLN Stock Materials | 000000003200002 | CUT OUT ACC;FUSE LINK 20kV 10A | ZM0320 | BH | NORMAL | 92 | 0 | 0 | 0 | 1001 | HAR-Switchgear&Jaringan
7400 | UIW Sulselrabar | 7428 | PLN UP3 Makassar Selatan | 2540 | Gd Ry Sunggumina | ZST1 | PLN Stock Materials | 000000003200004 | CUT OUT ACC;FUSE LINK 20kV 15A | ZM0320 | BH | PRE-MEMORY | 0 | 0 | 0 | 0 | 1001 | HAR-Switchgear&Jaringan
7400 | UIW Sulselrabar | 7428 | PLN UP3 Makassar Selatan | 2540 | Gd Ry Sunggumina | ZST1 | PLN Stock Materials | 000000003200004 | CUT OUT ACC;FUSE LINK 20kV 15A | ZM0320 | BH | NORMAL | 77 | 0 | 0 | 0 | 1001 | HAR-Switchgear&Jaringan
7400 | UIW Sulselrabar | 7428 | PLN UP3 Makassar Selatan | 2540 | Gd Ry Sunggumina | ZST1 | PLN Stock Materials | 000000003200005 | CUT OUT ACC;FUSE LINK 20kV 20A | ZM0320 | BH | PRE-MEMORY | 0 | 0 | 0 | 0 | 1001 | HAR-Switchgear&Jaringan
7400 | UIW Sulselrabar | 7428 | PLN UP3 Makassar Selatan | 2540 | Gd Ry Sunggumina | ZST1 | PLN Stock Materials | 000000003200005 | CUT OUT ACC;FUSE LINK 20kV 20A | ZM0320 | BH | NORMAL | 0 | 0 | 0 | 0 | 1001 | HAR-Switchgear&Jaringan
7400 | UIW Sulselrabar | 7428 | PLN UP3 Makassar Selatan | 2540 | Gd Ry Sunggumina | ZST1 | PLN Stock Materials | 000000003200007 | CUT OUT ACC;FUSE LINK 20kV 25A | ZM0320 | BH | PRE-MEMORY | 0 | 0 | 0 | 0 | 1001 | HAR-Switchgear&Jaringan
7400 | UIW Sulselrabar | 7428 | PLN UP3 Makassar Selatan | 2540 | Gd Ry Sunggumina | ZST1 | PLN Stock Materials | 000000003200007 | CUT OUT ACC;FUSE LINK 20kV 25A | ZM0320 | BH | NORMAL | 39 | 0 | 0 | 0 | 1001 | HAR-Switchgear&Jaringan
7400 | UIW Sulselrabar | 7428 | PLN UP3 Makassar Selatan | 2540 | Gd Ry Sunggumina | ZST1 | PLN Stock Materials | 000000003200008 | CUT OUT ACC;FUSE LINK 20kV 2A | ZM0320 | BH | PRE-MEMORY | 0 | 0 | 0 | 0 | 1001 | HAR-Switchgear&Jaringan
7400 | UIW Sulselrabar | 7428 | PLN UP3 Makassar Selatan | 2540 | Gd Ry Sunggumina | ZST1 | PLN Stock Materials | 000000003200008 | CUT OUT ACC;FUSE LINK 20kV 2A | ZM0320 | BH | NORMAL | 0 | 0 | 0 | 0 | 1001 | HAR-Switchgear&Jaringan
7400 | UIW Sulselrabar | 7428 | PLN UP3 Makassar Selatan | 2540 | Gd Ry Sunggumina | ZST1 | PLN Stock Materials | 000000003200009 | CUT OUT ACC;FUSE LINK 20kV 30A | ZM0320 | BH | NORMAL | 0 | 0 | 0 | 0 | 1001 | HAR-Switchgear&Jaringan
7400 | UIW Sulselrabar | 7428 | PLN UP3 Makassar Selatan | 2540 | Gd Ry Sunggumina | ZST1 | PLN Stock Materials | 000000003200010 | CUT OUT ACC;FUSE LINK 20kV 3A | ZM0320 | BH | PRE-MEMORY | 0 | 0 | 0 | 0 | 1001 | HAR-Switchgear&Jaringan
7400 | UIW Sulselrabar | 7428 | PLN UP3 Makassar Selatan | 2540 | Gd Ry Sunggumina | ZST1 | PLN Stock Materials | 000000003200010 | CUT OUT ACC;FUSE LINK 20kV 3A | ZM0320 | BH | NORMAL | 11 | 0 | 0 | 0 | 1001 | HAR-Switchgear&Jaringan
7400 | UIW Sulselrabar | 7428 | PLN UP3 Makassar Selatan | 2540 | Gd Ry Sunggumina | ZST1 | PLN Stock Materials | 000000003200015 | CUT OUT ACC;FUSE LINK 20kV 6A | ZM0320 | BH | PRE-MEMORY | 0 | 0 | 0 | 0 | 1001 | HAR-Switchgear&Jaringan
7400 | UIW Sulselrabar | 7428 | PLN UP3 Makassar Selatan | 2540 | Gd Ry Sunggumina | ZST1 | PLN Stock Materials | 000000003200015 | CUT OUT ACC;FUSE LINK 20kV 6A | ZM0320 | BH | NORMAL | 35 | 0 | 0 | 0 | 1001 | HAR-Switchgear&Jaringan
7400 | UIW Sulselrabar | 7428 | PLN UP3 Makassar Selatan | 2540 | Gd Ry Sunggumina | ZST1 | PLN Stock Materials | 000000003200017 | CUT OUT ACC;FUSE LINK 20kV 8A | ZM0320 | BH | PRE-MEMORY | 0 | 0 | 0 | 0 | 1001 | HAR-Switchgear&Jaringan
7400 | UIW Sulselrabar | 7428 | PLN UP3 Makassar Selatan | 2540 | Gd Ry Sunggumina | ZST1 | PLN Stock Materials | 000000003200017 | CUT OUT ACC;FUSE LINK 20kV 8A | ZM0320 | BH | NORMAL | 0 | 0 | 0 | 0 | 1001 | HAR-Switchgear&Jaringan
7400 | UIW Sulselrabar | 7428 | PLN UP3 Makassar Selatan | 2540 | Gd Ry Sunggumina | ZST1 | PLN Stock Materials | 000000003200018 | CUT OUT ACC;FUSE LINK 20kV 5A | ZM0320 | BH | PRE-MEMORY | 0 | 0 | 0 | 0 | 1001 | HAR-Switchgear&Jaringan
7400 | UIW Sulselrabar | 7428 | PLN UP3 Makassar Selatan | 2540 | Gd Ry Sunggumina | ZST1 | PLN Stock Materials | 000000003200018 | CUT OUT ACC;FUSE LINK 20kV 5A | ZM0320 | BH | NORMAL | 33 | 0 | 0 | 0 | 1001 | HAR-Switchgear&Jaringan
7400 | UIW Sulselrabar | 7428 | PLN UP3 Makassar Selatan | 2540 | Gd Ry Sunggumina | ZST1 | PLN Stock Materials | 000000003210009 | POLE TOP SWITCH;20KV;630A;12.5KA;REC | ZM0321 | SET | NORMAL | 0 | 0 | 0 | 0 | 1001 | HAR-Switchgear&Jaringan
7400 | UIW Sulselrabar | 7428 | PLN UP3 Makassar Selatan | 2540 | Gd Ry Sunggumina | ZST1 | PLN Stock Materials | 000000003250012 | MCB;220/250V;1P;2A;50Hz; | ZM0325 | BH | NORMAL | 0 | 0 | 0 | 0 | 1003 | HAR-Alat Ukur
7400 | UIW Sulselrabar | 7428 | PLN UP3 Makassar Selatan | 2540 | Gd Ry Sunggumina | ZST1 | PLN Stock Materials | 000000003250023 | MCB;380/440V;3P;160A;50Hz;MCCB | ZM0325 | BH | PRE-MEMORY | 2 | 0 | 0 | 0 | 1003 | HAR-Alat Ukur
7400 | UIW Sulselrabar | 7428 | PLN UP3 Makassar Selatan | 2540 | Gd Ry Sunggumina | ZST1 | PLN Stock Materials | 000000003250023 | MCB;380/440V;3P;160A;50Hz;MCCB | ZM0325 | BH | NORMAL | 0 | 0 | 0 | 0 | 1003 | HAR-Alat Ukur
7400 | UIW Sulselrabar | 7428 | PLN UP3 Makassar Selatan | 2540 | Gd Ry Sunggumina | ZST1 | PLN Stock Materials | 000000003250026 | MCB;380/440V;3P;300A;50Hz;MCCB | ZM0325 | BH | PRE-MEMORY | 0 | 0 | 0 | 0 | 1003 | HAR-Alat Ukur
7400 | UIW Sulselrabar | 7428 | PLN UP3 Makassar Selatan | 2540 | Gd Ry Sunggumina | ZST1 | PLN Stock Materials | 000000003250026 | MCB;380/440V;3P;300A;50Hz;MCCB | ZM0325 | BH | NORMAL | 0 | 0 | 0 | 0 | 1003 | HAR-Alat Ukur
7400 | UIW Sulselrabar | 7428 | PLN UP3 Makassar Selatan | 2540 | Gd Ry Sunggumina | ZST1 | PLN Stock Materials | 000000003250031 | MCB;380/440V;3P;63A;50Hz; | ZM0325 | BH | NORMAL | 0 | 0 | 0 | 0 | 1003 | HAR-Alat Ukur
7400 | UIW Sulselrabar | 7428 | PLN UP3 Makassar Selatan | 2540 | Gd Ry Sunggumina | ZST1 | PLN Stock Materials | 000000003250032 | MCB;380/440V;3P;63A;50Hz;MCCB | ZM0325 | BH | PRE-MEMORY | 0 | 0 | 0 | 0 | 1003 | HAR-Alat Ukur
7400 | UIW Sulselrabar | 7428 | PLN UP3 Makassar Selatan | 2540 | Gd Ry Sunggumina | ZST1 | PLN Stock Materials | 000000003250032 | MCB;380/440V;3P;63A;50Hz;MCCB | ZM0325 | BH | NORMAL | 0 | 0 | 0 | 0 | 1003 | HAR-Alat Ukur
7400 | UIW Sulselrabar | 7428 | PLN UP3 Makassar Selatan | 2540 | Gd Ry Sunggumina | ZST1 | PLN Stock Materials | 000000003250034 | MCB;380/440V;3P;80A;50Hz;MCCB | ZM0325 | BH | PRE-MEMORY | 0 | 0 | 0 | 0 | 1003 | HAR-Alat Ukur
7400 | UIW Sulselrabar | 7428 | PLN UP3 Makassar Selatan | 2540 | Gd Ry Sunggumina | ZST1 | PLN Stock Materials | 000000003250034 | MCB;380/440V;3P;80A;50Hz;MCCB | ZM0325 | BH | NORMAL | 2 | 0 | 0 | 0 | 1003 | HAR-Alat Ukur
7400 | UIW Sulselrabar | 7428 | PLN UP3 Makassar Selatan | 2540 | Gd Ry Sunggumina | ZST1 | PLN Stock Materials | 000000003250046 | MCB;230/400V;1P;2A;50Hz; | ZM0325 | BH | PRE-MEMORY | 0 | 0 | 0 | 0 | 1003 | HAR-Alat Ukur
7400 | UIW Sulselrabar | 7428 | PLN UP3 Makassar Selatan | 2540 | Gd Ry Sunggumina | ZST1 | PLN Stock Materials | 000000003250046 | MCB;230/400V;1P;2A;50Hz; | ZM0325 | BH | NORMAL | 16 | 0 | 0 | 0 | 1003 | HAR-Alat Ukur
7400 | UIW Sulselrabar | 7428 | PLN UP3 Makassar Selatan | 2540 | Gd Ry Sunggumina | ZST1 | PLN Stock Materials | 000000003250048 | MCB;230/400V;1P;4A;50Hz; | ZM0325 | BH | PRE-MEMORY | 0 | 0 | 0 | 0 | 1003 | HAR-Alat Ukur
7400 | UIW Sulselrabar | 7428 | PLN UP3 Makassar Selatan | 2540 | Gd Ry Sunggumina | ZST1 | PLN Stock Materials | 000000003250048 | MCB;230/400V;1P;4A;50Hz; | ZM0325 | BH | NORMAL | 31 | 0 | 0 | 0 | 1003 | HAR-Alat Ukur
7400 | UIW Sulselrabar | 7428 | PLN UP3 Makassar Selatan | 2540 | Gd Ry Sunggumina | ZST1 | PLN Stock Materials | 000000003250050 | MCB;230/400V;1P;6A;50Hz; | ZM0325 | BH | PRE-MEMORY | 0 | 0 | 0 | 0 | 1003 | HAR-Alat Ukur
7400 | UIW Sulselrabar | 7428 | PLN UP3 Makassar Selatan | 2540 | Gd Ry Sunggumina | ZST1 | PLN Stock Materials | 000000003250050 | MCB;230/400V;1P;6A;50Hz; | ZM0325 | BH | NORMAL | 214 | 0 | 0 | 0 | 1003 | HAR-Alat Ukur
7400 | UIW Sulselrabar | 7428 | PLN UP3 Makassar Selatan | 2540 | Gd Ry Sunggumina | ZST1 | PLN Stock Materials | 000000003250052 | MCB;230/400V;1P;10A;50Hz; | ZM0325 | BH | NORMAL | 260 | 0 | 0 | 0 | 1003 | HAR-Alat Ukur
7400 | UIW Sulselrabar | 7428 | PLN UP3 Makassar Selatan | 2540 | Gd Ry Sunggumina | ZST1 | PLN Stock Materials | 000000003250054 | MCB;230/400V;1P;16A;50Hz; | ZM0325 | BH | PRE-MEMORY | 0 | 0 | 0 | 0 | 1003 | HAR-Alat Ukur
7400 | UIW Sulselrabar | 7428 | PLN UP3 Makassar Selatan | 2540 | Gd Ry Sunggumina | ZST1 | PLN Stock Materials | 000000003250054 | MCB;230/400V;1P;16A;50Hz; | ZM0325 | BH | NORMAL | 58 | 0 | 0 | 0 | 1003 | HAR-Alat Ukur
7400 | UIW Sulselrabar | 7428 | PLN UP3 Makassar Selatan | 2540 | Gd Ry Sunggumina | ZST1 | PLN Stock Materials | 000000003250056 | MCB;230/400V;1P;20A;50Hz; | ZM0325 | BH | PRE-MEMORY | 0 | 0 | 0 | 0 | 1003 | HAR-Alat Ukur
7400 | UIW Sulselrabar | 7428 | PLN UP3 Makassar Selatan | 2540 | Gd Ry Sunggumina | ZST1 | PLN Stock Materials | 000000003250056 | MCB;230/400V;1P;20A;50Hz; | ZM0325 | BH | NORMAL | 79 | 0 | 0 | 0 | 1003 | HAR-Alat Ukur
7400 | UIW Sulselrabar | 7428 | PLN UP3 Makassar Selatan | 2540 | Gd Ry Sunggumina | ZST1 | PLN Stock Materials | 000000003250058 | MCB;230/400V;1P;25A;50Hz; | ZM0325 | BH | PRE-MEMORY | 0 | 0 | 0 | 0 | 1003 | HAR-Alat Ukur
7400 | UIW Sulselrabar | 7428 | PLN UP3 Makassar Selatan | 2540 | Gd Ry Sunggumina | ZST1 | PLN Stock Materials | 000000003250058 | MCB;230/400V;1P;25A;50Hz; | ZM0325 | BH | NORMAL | 12 | 0 | 0 | 0 | 1003 | HAR-Alat Ukur
7400 | UIW Sulselrabar | 7428 | PLN UP3 Makassar Selatan | 2540 | Gd Ry Sunggumina | ZST1 | PLN Stock Materials | 000000003250059 | MCB;230/400V;1P;35A;50Hz; | ZM0325 | BH | NORMAL | 14 | 0 | 0 | 0 | 1003 | HAR-Alat Ukur
7400 | UIW Sulselrabar | 7428 | PLN UP3 Makassar Selatan | 2540 | Gd Ry Sunggumina | ZST1 | PLN Stock Materials | 000000003250060 | MCB;230/400V;1P;50A;50Hz; | ZM0325 | BH | PRE-MEMORY | 0 | 0 | 0 | 0 | 1003 | HAR-Alat Ukur
7400 | UIW Sulselrabar | 7428 | PLN UP3 Makassar Selatan | 2540 | Gd Ry Sunggumina | ZST1 | PLN Stock Materials | 000000003250060 | MCB;230/400V;1P;50A;50Hz; | ZM0325 | BH | NORMAL | 18 | 0 | 0 | 0 | 1003 | HAR-Alat Ukur
7400 | UIW Sulselrabar | 7428 | PLN UP3 Makassar Selatan | 2540 | Gd Ry Sunggumina | ZST1 | PLN Stock Materials | 000000003250063 | MCB;380/440V;3P;100A;50HZ;MCCB | ZM0325 | BH | PRE-MEMORY | 0 | 0 | 0 | 0 | 1003 | HAR-Alat Ukur
7400 | UIW Sulselrabar | 7428 | PLN UP3 Makassar Selatan | 2540 | Gd Ry Sunggumina | ZST1 | PLN Stock Materials | 000000003250063 | MCB;380/440V;3P;100A;50HZ;MCCB | ZM0325 | BH | NORMAL | 0 | 0 | 0 | 0 | 1003 | HAR-Alat Ukur
7400 | UIW Sulselrabar | 7428 | PLN UP3 Makassar Selatan | 2540 | Gd Ry Sunggumina | ZST1 | PLN Stock Materials | 000000003250064 | MCB;380/440V;3P;125A;50HZ;MCCB | ZM0325 | BH | PRE-MEMORY | 0 | 0 | 0 | 0 | 1003 | HAR-Alat Ukur
7400 | UIW Sulselrabar | 7428 | PLN UP3 Makassar Selatan | 2540 | Gd Ry Sunggumina | ZST1 | PLN Stock Materials | 000000003250064 | MCB;380/440V;3P;125A;50HZ;MCCB | ZM0325 | BH | NORMAL | 2 | 0 | 0 | 0 | 1003 | HAR-Alat Ukur
7400 | UIW Sulselrabar | 7428 | PLN UP3 Makassar Selatan | 2540 | Gd Ry Sunggumina | ZST1 | PLN Stock Materials | 000000003250065 | MCB;380/440V;3P;250A;50HZ;MCCB | ZM0325 | BH | PRE-MEMORY | 7 | 0 | 0 | 0 | 1003 | HAR-Alat Ukur
7400 | UIW Sulselrabar | 7428 | PLN UP3 Makassar Selatan | 2540 | Gd Ry Sunggumina | ZST1 | PLN Stock Materials | 000000003250076 | MCB;230/400V;3P;200A;50Hz;MCCB | ZM0325 | BH | PRE-MEMORY | 5 | 0 | 0 | 0 | 1003 | HAR-Alat Ukur
7400 | UIW Sulselrabar | 7428 | PLN UP3 Makassar Selatan | 2540 | Gd Ry Sunggumina | ZST1 | PLN Stock Materials | 000000003250077 | MCB;230/400V;3P;225A;50Hz;MCCB | ZM0325 | BH | PRE-MEMORY | 4 | 0 | 0 | 0 | 1003 | HAR-Alat Ukur
7400 | UIW Sulselrabar | 7428 | PLN UP3 Makassar Selatan | 2540 | Gd Ry Sunggumina | ZST1 | PLN Stock Materials | 000000003250077 | MCB;230/400V;3P;225A;50Hz;MCCB | ZM0325 | BH | NORMAL | 5 | 0 | 0 | 0 | 1003 | HAR-Alat Ukur
7400 | UIW Sulselrabar | 7428 | PLN UP3 Makassar Selatan | 2540 | Gd Ry Sunggumina | ZST1 | PLN Stock Materials | 000000003250097 | MCB;230/400V;3P;10A;50Hz; | ZM0325 | BH | PRE-MEMORY | 0 | 0 | 0 | 0 | 1003 | HAR-Alat Ukur
7400 | UIW Sulselrabar | 7428 | PLN UP3 Makassar Selatan | 2540 | Gd Ry Sunggumina | ZST1 | PLN Stock Materials | 000000003250097 | MCB;230/400V;3P;10A;50Hz; | ZM0325 | BH | NORMAL | 0 | 0 | 0 | 0 | 1003 | HAR-Alat Ukur
7400 | UIW Sulselrabar | 7428 | PLN UP3 Makassar Selatan | 2540 | Gd Ry Sunggumina | ZST1 | PLN Stock Materials | 000000003250099 | MCB;230/400V;3P;16A;50Hz; | ZM0325 | BH | PRE-MEMORY | 0 | 0 | 0 | 0 | 1003 | HAR-Alat Ukur
7400 | UIW Sulselrabar | 7428 | PLN UP3 Makassar Selatan | 2540 | Gd Ry Sunggumina | ZST1 | PLN Stock Materials | 000000003250099 | MCB;230/400V;3P;16A;50Hz; | ZM0325 | BH | NORMAL | 0 | 0 | 0 | 0 | 1003 | HAR-Alat Ukur
7400 | UIW Sulselrabar | 7428 | PLN UP3 Makassar Selatan | 2540 | Gd Ry Sunggumina | ZST1 | PLN Stock Materials | 000000003250100 | MCB;230/400V;3P;20A;50Hz; | ZM0325 | BH | PRE-MEMORY | 0 | 0 | 0 | 0 | 1003 | HAR-Alat Ukur
7400 | UIW Sulselrabar | 7428 | PLN UP3 Makassar Selatan | 2540 | Gd Ry Sunggumina | ZST1 | PLN Stock Materials | 000000003250100 | MCB;230/400V;3P;20A;50Hz; | ZM0325 | BH | NORMAL | 3 | 0 | 0 | 0 | 1003 | HAR-Alat Ukur
7400 | UIW Sulselrabar | 7428 | PLN UP3 Makassar Selatan | 2540 | Gd Ry Sunggumina | ZST1 | PLN Stock Materials | 000000003250102 | MCB;230/400V;3P;25A;50Hz; | ZM0325 | BH | PRE-MEMORY | 0 | 0 | 0 | 0 | 1003 | HAR-Alat Ukur
7400 | UIW Sulselrabar | 7428 | PLN UP3 Makassar Selatan | 2540 | Gd Ry Sunggumina | ZST1 | PLN Stock Materials | 000000003250102 | MCB;230/400V;3P;25A;50Hz; | ZM0325 | BH | NORMAL | 1 | 0 | 0 | 0 | 1003 | HAR-Alat Ukur
7400 | UIW Sulselrabar | 7428 | PLN UP3 Makassar Selatan | 2540 | Gd Ry Sunggumina | ZST1 | PLN Stock Materials | 000000003250103 | MCB;230/400V;3P;35A;50Hz; | ZM0325 | BH | PRE-MEMORY | 0 | 0 | 0 | 0 | 1003 | HAR-Alat Ukur
7400 | UIW Sulselrabar | 7428 | PLN UP3 Makassar Selatan | 2540 | Gd Ry Sunggumina | ZST1 | PLN Stock Materials | 000000003250103 | MCB;230/400V;3P;35A;50Hz; | ZM0325 | BH | NORMAL | 1 | 0 | 0 | 0 | 1003 | HAR-Alat Ukur
7400 | UIW Sulselrabar | 7428 | PLN UP3 Makassar Selatan | 2540 | Gd Ry Sunggumina | ZST1 | PLN Stock Materials | 000000003250104 | MCB;230/400V;3P;50A;50Hz; | ZM0325 | BH | PRE-MEMORY | 0 | 0 | 0 | 0 | 1003 | HAR-Alat Ukur
7400 | UIW Sulselrabar | 7428 | PLN UP3 Makassar Selatan | 2540 | Gd Ry Sunggumina | ZST1 | PLN Stock Materials | 000000003250104 | MCB;230/400V;3P;50A;50Hz; | ZM0325 | BH | NORMAL | 0 | 0 | 0 | 0 | 1003 | HAR-Alat Ukur
7400 | UIW Sulselrabar | 7428 | PLN UP3 Makassar Selatan | 2540 | Gd Ry Sunggumina | ZST1 | PLN Stock Materials | 000000003250289 | MCB;230/400V;3P;25A;50HZ;MCCB+SHUNTTRIP | ZM0325 | BH | NORMAL | 0 | 0 | 0 | 0 | 1003 | HAR-Alat Ukur
7400 | UIW Sulselrabar | 7428 | PLN UP3 Makassar Selatan | 2540 | Gd Ry Sunggumina | ZST1 | PLN Stock Materials | 000000003250291 | MCB;230/400V;3P;50A;50HZ;MCCB+SHUNTTRIP | ZM0325 | BH | NORMAL | 0 | 0 | 0 | 0 | 1003 | HAR-Alat Ukur
7400 | UIW Sulselrabar | 7428 | PLN UP3 Makassar Selatan | 2540 | Gd Ry Sunggumina | ZST1 | PLN Stock Materials | 000000003260018 | LVSB;DIST;3P;380V;630A;4LINE;OD | ZM0326 | SET | PRE-MEMORY | 0 | 0 | 0 | 0 | 1001 | HAR-Switchgear&Jaringan
7400 | UIW Sulselrabar | 7428 | PLN UP3 Makassar Selatan | 2540 | Gd Ry Sunggumina | ZST1 | PLN Stock Materials | 000000003260018 | LVSB;DIST;3P;380V;630A;4LINE;OD | ZM0326 | SET | NORMAL | 0 | 0 | 0 | 0 | 1001 | HAR-Switchgear&Jaringan
7400 | UIW Sulselrabar | 7428 | PLN UP3 Makassar Selatan | 2540 | Gd Ry Sunggumina | ZST1 | PLN Stock Materials | 000000003260027 | LVSB;DIST;3P;380V;250A;2LINE;OD | ZM0326 | U | NORMAL | 0 | 0 | 0 | 0 | 1001 | HAR-Switchgear&Jaringan
7400 | UIW Sulselrabar | 7428 | PLN UP3 Makassar Selatan | 2540 | Gd Ry Sunggumina | ZST1 | PLN Stock Materials | 000000003260161 | LVSB;DIST;3P;400V;250A;2LINE;OD | ZM0326 | SET | PRE-MEMORY | 0 | 0 | 0 | 0 | 1001 | HAR-Switchgear&Jaringan
7400 | UIW Sulselrabar | 7428 | PLN UP3 Makassar Selatan | 2540 | Gd Ry Sunggumina | ZST1 | PLN Stock Materials | 000000003260161 | LVSB;DIST;3P;400V;250A;2LINE;OD | ZM0326 | SET | NORMAL | 0 | 0 | 0 | 0 | 1001 | HAR-Switchgear&Jaringan
7400 | UIW Sulselrabar | 7428 | PLN UP3 Makassar Selatan | 2540 | Gd Ry Sunggumina | ZST1 | PLN Stock Materials | 000000003270029 | LVSB ACC;FUSE HOLDER 400A | ZM0327 | BH | NORMAL | 0 | 0 | 0 | 0 | 1001 | HAR-Switchgear&Jaringan
7400 | UIW Sulselrabar | 7428 | PLN UP3 Makassar Selatan | 2540 | Gd Ry Sunggumina | ZST1 | PLN Stock Materials | 000000003270063 | LVSB ACC;FUSE HOLDER 250A | ZM0327 | BH | PRE-MEMORY | 0 | 0 | 0 | 0 | 1001 | HAR-Switchgear&Jaringan
7400 | UIW Sulselrabar | 7428 | PLN UP3 Makassar Selatan | 2540 | Gd Ry Sunggumina | ZST1 | PLN Stock Materials | 000000003270063 | LVSB ACC;FUSE HOLDER 250A | ZM0327 | BH | NORMAL | 0 | 0 | 0 | 0 | 1001 | HAR-Switchgear&Jaringan
7400 | UIW Sulselrabar | 7428 | PLN UP3 Makassar Selatan | 2540 | Gd Ry Sunggumina | ZST1 | PLN Stock Materials | 000000003270170 | LVSB ACC;FUSE HOLDER 630A | ZM0327 | BH | PRE-MEMORY | 0 | 0 | 0 | 0 | 1001 | HAR-Switchgear&Jaringan
7400 | UIW Sulselrabar | 7428 | PLN UP3 Makassar Selatan | 2540 | Gd Ry Sunggumina | ZST1 | PLN Stock Materials | 000000003270170 | LVSB ACC;FUSE HOLDER 630A | ZM0327 | BH | NORMAL | 0 | 0 | 0 | 0 | 1001 | HAR-Switchgear&Jaringan
7400 | UIW Sulselrabar | 7428 | PLN UP3 Makassar Selatan | 2540 | Gd Ry Sunggumina | ZST1 | PLN Stock Materials | 000000003280010 | CONN;;PG W TO W;AL;D35.75-35.75mm2;BOLT | ZM0328 | BH | PRE-MEMORY | 0 | 0 | 0 | 0 | 1001 | HAR-Switchgear&Jaringan
7400 | UIW Sulselrabar | 7428 | PLN UP3 Makassar Selatan | 2540 | Gd Ry Sunggumina | ZST1 | PLN Stock Materials | 000000003280010 | CONN;;PG W TO W;AL;D35.75-35.75mm2;BOLT | ZM0328 | BH | NORMAL | 0 | 0 | 0 | 0 | 1001 | HAR-Switchgear&Jaringan
7400 | UIW Sulselrabar | 7428 | PLN UP3 Makassar Selatan | 2540 | Gd Ry Sunggumina | ZST1 | PLN Stock Materials | 000000003280095 | CONN;20kV;H;AL;50-70mm2;PRS; | ZM0328 | BH | PRE-MEMORY | 0 | 0 | 0 | 0 | 1001 | HAR-Switchgear&Jaringan
7400 | UIW Sulselrabar | 7428 | PLN UP3 Makassar Selatan | 2540 | Gd Ry Sunggumina | ZST1 | PLN Stock Materials | 000000003280095 | CONN;20kV;H;AL;50-70mm2;PRS; | ZM0328 | BH | NORMAL | 0 | 0 | 0 | 0 | 1001 | HAR-Switchgear&Jaringan
7400 | UIW Sulselrabar | 7428 | PLN UP3 Makassar Selatan | 2540 | Gd Ry Sunggumina | ZST1 | PLN Stock Materials | 000000003280139 | CONN;20kV;H;AL;70-70/70-70mm2;PRS; | ZM0328 | BH | NORMAL | 0 | 0 | 0 | 0 | 1001 | HAR-Switchgear&Jaringan
7400 | UIW Sulselrabar | 7428 | PLN UP3 Makassar Selatan | 2540 | Gd Ry Sunggumina | ZST1 | PLN Stock Materials | 000000003280148 | CONN;20kV;H;AL;240-240mm2;PRS; | ZM0328 | BH | NORMAL | 0 | 0 | 0 | 0 | 1001 | HAR-Switchgear&Jaringan
7400 | UIW Sulselrabar | 7428 | PLN UP3 Makassar Selatan | 2540 | Gd Ry Sunggumina | ZST1 | PLN Stock Materials | 000000003280151 | CONN;20kV;H;AL;35-70/35-70mm2;PRS; | ZM0328 | BH | NORMAL | 23 | 0 | 0 | 0 | 1001 | HAR-Switchgear&Jaringan
7400 | UIW Sulselrabar | 7428 | PLN UP3 Makassar Selatan | 2540 | Gd Ry Sunggumina | ZST1 | PLN Stock Materials | 000000003280162 | CONN;20kV;H;AL;35-70mm2;PRS; | ZM0328 | BH | NORMAL | 0 | 0 | 0 | 0 | 1001 | HAR-Switchgear&Jaringan
7400 | UIW Sulselrabar | 7428 | PLN UP3 Makassar Selatan | 2540 | Gd Ry Sunggumina | ZST1 | PLN Stock Materials | 000000003280185 | CONN;20kV;H;AL;150-150mm2;PRS; | ZM0328 | BH | NORMAL | 0 | 0 | 0 | 0 | 1001 | HAR-Switchgear&Jaringan
7400 | UIW Sulselrabar | 7428 | PLN UP3 Makassar Selatan | 2540 | Gd Ry Sunggumina | ZST1 | PLN Stock Materials | 000000003280266 | CONN;;H;AL;150-240mm2;; | ZM0328 | BH | NORMAL | 0 | 0 | 0 | 0 | 1001 | HAR-Switchgear&Jaringan
7400 | UIW Sulselrabar | 7428 | PLN UP3 Makassar Selatan | 2540 | Gd Ry Sunggumina | ZST1 | PLN Stock Materials | 000000003280337 | CONN;1kV;PIER;AL;6-25/35-70mm2;2BOLT;WP | ZM0328 | BH | PRE-MEMORY | 0 | 0 | 0 | 0 | 1001 | HAR-Switchgear&Jaringan
7400 | UIW Sulselrabar | 7428 | PLN UP3 Makassar Selatan | 2540 | Gd Ry Sunggumina | ZST1 | PLN Stock Materials | 000000003280337 | CONN;1kV;PIER;AL;6-25/35-70mm2;2BOLT;WP | ZM0328 | BH | NORMAL | 64 | 0 | 0 | 0 | 1001 | HAR-Switchgear&Jaringan
7400 | UIW Sulselrabar | 7428 | PLN UP3 Makassar Selatan | 2540 | Gd Ry Sunggumina | ZST1 | PLN Stock Materials | 000000003280384 | CONN;20kV;CCO;AL;70-150mm2;PRS | ZM0328 | BH | NORMAL | 0 | 0 | 0 | 0 | 1001 | HAR-Switchgear&Jaringan
7400 | UIW Sulselrabar | 7428 | PLN UP3 Makassar Selatan | 2540 | Gd Ry Sunggumina | ZST1 | PLN Stock Materials | 000000004120005 | BOX;APPVI NCBL;ST PLATE; | ZM0412 | BH | NORMAL | 9 | 0 | 0 | 0 | 1003 | HAR-Alat Ukur
7400 | UIW Sulselrabar | 7428 | PLN UP3 Makassar Selatan | 2540 | Gd Ry Sunggumina | ZST1 | PLN Stock Materials | 000000004120049 | BOX;APPIII;ST PLATE 2mm; | ZM0412 | BH | PRE-MEMORY | 0 | 0 | 0 | 0 | 1003 | HAR-Alat Ukur
7400 | UIW Sulselrabar | 7428 | PLN UP3 Makassar Selatan | 2540 | Gd Ry Sunggumina | ZST1 | PLN Stock Materials | 000000004120049 | BOX;APPIII;ST PLATE 2mm; | ZM0412 | BH | NORMAL | 0 | 0 | 0 | 0 | 1003 | HAR-Alat Ukur
7400 | UIW Sulselrabar | 7428 | PLN UP3 Makassar Selatan | 2540 | Gd Ry Sunggumina | ZST1 | PLN Stock Materials | 000000004120101 | BOX;MER TRIP MODEM MCCB CT TR 41,5KVA EN | ZM0412 | SET | NORMAL | 0 | 0 | 0 | 0 | 1003 | HAR-Alat Ukur
7400 | UIW Sulselrabar | 7428 | PLN UP3 Makassar Selatan | 2540 | Gd Ry Sunggumina | ZST1 | PLN Stock Materials | 000000004120102 | BOX;MER TRIP MODEM MCCB CT TR 53KVA | ZM0412 | SET | NORMAL | 0 | 0 | 0 | 0 | 1003 | HAR-Alat Ukur
7400 | UIW Sulselrabar | 7428 | PLN UP3 Makassar Selatan | 2540 | Gd Ry Sunggumina | ZST1 | PLN Stock Materials | 000000004120103 | BOX;MER TRIP MODEM MCCB CT TR 66KVA | ZM0412 | SET | NORMAL | 0 | 0 | 0 | 0 | 1003 | HAR-Alat Ukur
7400 | UIW Sulselrabar | 7428 | PLN UP3 Makassar Selatan | 2540 | Gd Ry Sunggumina | ZST1 | PLN Stock Materials | 000000004120104 | BOX;MER TRIP MODEM MCCB CT TR 82,5KVA | ZM0412 | SET | NORMAL | 0 | 0 | 0 | 0 | 1003 | HAR-Alat Ukur
7400 | UIW Sulselrabar | 7428 | PLN UP3 Makassar Selatan | 2540 | Gd Ry Sunggumina | ZST1 | PLN Stock Materials | 000000004120105 | BOX;MER TRIP MODEM MCCB CT TR 105KVA | ZM0412 | SET | NORMAL | 0 | 0 | 0 | 0 | 1003 | HAR-Alat Ukur
7400 | UIW Sulselrabar | 7428 | PLN UP3 Makassar Selatan | 2540 | Gd Ry Sunggumina | ZST1 | PLN Stock Materials | 000000004120106 | BOX;MER TRIP MODEM MCCB CT TR 131KVA | ZM0412 | SET | NORMAL | 0 | 0 | 0 | 0 | 1003 | HAR-Alat Ukur
7400 | UIW Sulselrabar | 7428 | PLN UP3 Makassar Selatan | 2540 | Gd Ry Sunggumina | ZST1 | PLN Stock Materials | 000000004120107 | BOX;MER TRIP MODEM MCCB CT TR 147KVA | ZM0412 | SET | NORMAL | 0 | 0 | 0 | 0 | 1003 | HAR-Alat Ukur
7400 | UIW Sulselrabar | 7428 | PLN UP3 Makassar Selatan | 2540 | Gd Ry Sunggumina | ZST1 | PLN Stock Materials | 000000004120108 | BOX;MER TRIP MODEM MCCB CT TR 164KVA | ZM0412 | SET | NORMAL | 0 | 0 | 0 | 0 | 1003 | HAR-Alat Ukur
7400 | UIW Sulselrabar | 7428 | PLN UP3 Makassar Selatan | 2540 | Gd Ry Sunggumina | ZST1 | PLN Stock Materials | 000000004120109 | BOX;MER TRIP MODEM MCCB CT TR 197KVA | ZM0412 | SET | NORMAL | 0 | 0 | 0 | 0 | 1003 | HAR-Alat Ukur
7400 | UIW Sulselrabar | 7428 | PLN UP3 Makassar Selatan | 2540 | Gd Ry Sunggumina | ZST1 | PLN Stock Materials | 000000004120121 | BOX;MER TRIP MODEM MCCB CT TR 23KVA | ZM0412 | SET | NORMAL | 0 | 0 | 0 | 0 | 1003 | HAR-Alat Ukur
7400 | UIW Sulselrabar | 7428 | PLN UP3 Makassar Selatan | 2540 | Gd Ry Sunggumina | ZST1 | PLN Stock Materials | 000000004120122 | BOX;MER TRIP MODEM MCCB CT TR 33KVA | ZM0412 | SET | NORMAL | 0 | 0 | 0 | 0 | 1003 | HAR-Alat Ukur
7400 | UIW Sulselrabar | 7428 | PLN UP3 Makassar Selatan | 2540 | Gd Ry Sunggumina | ZST1 | PLN Stock Materials | 000000004120222 | BOX;APPIII MCB 10A;PLAT2MM;420X200X644MM | ZM0412 | SET | NORMAL | 1 | 0 | 0 | 0 | 1003 | HAR-Alat Ukur
7400 | UIW Sulselrabar | 7428 | PLN UP3 Makassar Selatan | 2540 | Gd Ry Sunggumina | ZST1 | PLN Stock Materials | 000000004120223 | BOX;APPIII MCB 16A;PLAT2MM;420X200X644MM | ZM0412 | SET | NORMAL | 1 | 0 | 0 | 0 | 1003 | HAR-Alat Ukur
7400 | UIW Sulselrabar | 7428 | PLN UP3 Makassar Selatan | 2540 | Gd Ry Sunggumina | ZST1 | PLN Stock Materials | 000000004120286 | BOX;AMR COMBO;131KVA;+Shunt-Trip | ZM0412 | U | NORMAL | 0 | 0 | 0 | 0 | 1003 | HAR-Alat Ukur
7400 | UIW Sulselrabar | 7428 | PLN UP3 Makassar Selatan | 2540 | Gd Ry Sunggumina | ZST1 | PLN Stock Materials | 000000004120287 | BOX;AMR COMBO;164KVA;+Shunt-Trip | ZM0412 | U | NORMAL | 0 | 0 | 0 | 0 | 1003 | HAR-Alat Ukur
7400 | UIW Sulselrabar | 7428 | PLN UP3 Makassar Selatan | 2540 | Gd Ry Sunggumina | ZST1 | PLN Stock Materials | 000000004120305 | BOX;APPIII MCB 25A;STPLATE;645X400X200MM | ZM0412 | BH | NORMAL | 0 | 0 | 0 | 0 | 1003 | HAR-Alat Ukur
7400 | UIW Sulselrabar | 7428 | PLN UP3 Makassar Selatan | 2540 | Gd Ry Sunggumina | ZST1 | PLN Stock Materials | 000000004120321 | BOX;AMR COMBO;66KVA;+SHUNT-TRIP | ZM0412 | BH | NORMAL | 0 | 0 | 0 | 0 | 1003 | HAR-Alat Ukur
7400 | UIW Sulselrabar | 7428 | PLN UP3 Makassar Selatan | 2540 | Gd Ry Sunggumina | ZST1 | PLN Stock Materials | 000000004120333 | BOX;APPIII;16.5KVA;+MCB | ZM0412 | BH | NORMAL | 0 | 0 | 0 | 0 | 1003 | HAR-Alat Ukur
7400 | UIW Sulselrabar | 7428 | PLN UP3 Makassar Selatan | 2540 | Gd Ry Sunggumina | ZST1 | PLN Stock Materials | 000000004160295 | CABLE CTRL;NYAF;1X16MM2;0.6/1KV;OH | ZM0416 | M | PRE-MEMORY | 0 | 0 | 0 | 0 | 1002 | HAR-Kabel
7400 | UIW Sulselrabar | 7428 | PLN UP3 Makassar Selatan | 2540 | Gd Ry Sunggumina | ZST1 | PLN Stock Materials | 000000004160295 | CABLE CTRL;NYAF;1X16MM2;0.6/1KV;OH | ZM0416 | M | NORMAL | 0 | 0 | 0 | 0 | 1002 | HAR-Kabel
7400 | UIW Sulselrabar | 7428 | PLN UP3 Makassar Selatan | 2540 | Gd Ry Sunggumina | ZST1 | PLN Stock Materials | 000000004170069 | CABLE CTRL ACC;LARGE ANGLE ASS 50-70mm | ZM0417 | BH | NORMAL | 0 | 0 | 0 | 0 | 1002 | HAR-Kabel
7400 | UIW Sulselrabar | 7428 | PLN UP3 Makassar Selatan | 2530 | Gd Ry Mattoangin | ZST1 | PLN Stock Materials | 000000002030022 | DS;K;20kV;3P;630A;;;OD | ZM0203 | U | NORMAL | 0 | 0 | 0 | 0 | 1001 | HAR-Switchgear&Jaringan
7400 | UIW Sulselrabar | 7428 | PLN UP3 Makassar Selatan | 2530 | Gd Ry Mattoangin | ZST1 | PLN Stock Materials | 000000002050097 | CT;380/220V;RING;100/5A;1;5VA;P | ZM0205 | BH | NORMAL | 3 | 0 | 0 | 0 | 1001 | HAR-Switchgear&Jaringan
7400 | UIW Sulselrabar | 7428 | PLN UP3 Makassar Selatan | 2530 | Gd Ry Mattoangin | ZST1 | PLN Stock Materials | 000000002050100 | CT;380/220V;RING;150/5A;0.5;5VA;P | ZM0205 | BH | NORMAL | 0 | 0 | 0 | 0 | 1001 | HAR-Switchgear&Jaringan
7400 | UIW Sulselrabar | 7428 | PLN UP3 Makassar Selatan | 2530 | Gd Ry Mattoangin | ZST1 | PLN Stock Materials | 000000002050103 | CT;380/220V;RING;200/5A;0.5;5VA;P | ZM0205 | BH | NORMAL | 0 | 0 | 0 | 0 | 1001 | HAR-Switchgear&Jaringan
7400 | UIW Sulselrabar | 7428 | PLN UP3 Makassar Selatan | 2530 | Gd Ry Mattoangin | ZST1 | PLN Stock Materials | 000000002050106 | CT;380/220V;RING;250/5A;0.5;5VA;P | ZM0205 | BH | NORMAL | 0 | 0 | 0 | 0 | 1001 | HAR-Switchgear&Jaringan
7400 | UIW Sulselrabar | 7428 | PLN UP3 Makassar Selatan | 2530 | Gd Ry Mattoangin | ZST1 | PLN Stock Materials | 000000002050109 | CT;380/220V;RING;300/5A;0.5;5VA;P | ZM0205 | BH | NORMAL | 0 | 0 | 0 | 0 | 1001 | HAR-Switchgear&Jaringan
7400 | UIW Sulselrabar | 7428 | PLN UP3 Makassar Selatan | 2530 | Gd Ry Mattoangin | ZST1 | PLN Stock Materials | 000000002050730 | CT;380/220V;RING;125/5A;1;3.75VA;P | ZM0205 | BH | NORMAL | 0 | 0 | 0 | 0 | 1001 | HAR-Switchgear&Jaringan
7400 | UIW Sulselrabar | 7428 | PLN UP3 Makassar Selatan | 2530 | Gd Ry Mattoangin | ZST1 | PLN Stock Materials | 000000002050746 | CT;380/220V;RING;600/5A;0.5;7.5VA;P | ZM0205 | BH | NORMAL | 0 | 0 | 0 | 0 | 1001 | HAR-Switchgear&Jaringan
7400 | UIW Sulselrabar | 7428 | PLN UP3 Makassar Selatan | 2530 | Gd Ry Mattoangin | ZST1 | PLN Stock Materials | 000000002090032 | LA;20-24kV;K;10kA;POLYMER;; | ZM0209 | BH | NORMAL | 14 | 0 | 0 | 0 | 1001 | HAR-Switchgear&Jaringan
7400 | UIW Sulselrabar | 7428 | PLN UP3 Makassar Selatan | 2530 | Gd Ry Mattoangin | ZST1 | PLN Stock Materials | 000000002190045 | MTR;kWH M;;1P;230V;20-60A;2;;2W | ZM0219 | BH | PRE-MEMORY | 0 | 0 | 0 | 0 | 1003 | HAR-Alat Ukur
7400 | UIW Sulselrabar | 7428 | PLN UP3 Makassar Selatan | 2530 | Gd Ry Mattoangin | ZST1 | PLN Stock Materials | 000000002190045 | MTR;kWH M;;1P;230V;20-60A;2;;2W | ZM0219 | BH | NORMAL | 0 | 0 | 0 | 0 | 1003 | HAR-Alat Ukur
7400 | UIW Sulselrabar | 7428 | PLN UP3 Makassar Selatan | 2530 | Gd Ry Mattoangin | ZST1 | PLN Stock Materials | 000000002190052 | MTR;kWH M;;3P;220/380V;20-60A;2;ST;4W | ZM0219 | BH | PRE-MEMORY | 0 | 0 | 0 | 0 | 1003 | HAR-Alat Ukur
7400 | UIW Sulselrabar | 7428 | PLN UP3 Makassar Selatan | 2530 | Gd Ry Mattoangin | ZST1 | PLN Stock Materials | 000000002190058 | MTR;kWH M;;3P;220/380V;5-20A;2;ST;4W | ZM0219 | BH | PRE-MEMORY | 0 | 0 | 0 | 0 | 1003 | HAR-Alat Ukur
7400 | UIW Sulselrabar | 7428 | PLN UP3 Makassar Selatan | 2530 | Gd Ry Mattoangin | ZST1 | PLN Stock Materials | 000000002190096 | MTR;KWHMCOM;;1P;230V;5-20A MINMCB;2;ST; | ZM0219 | BH | PRE-MEMORY | 0 | 0 | 0 | 0 | 1003 | HAR-Alat Ukur
7400 | UIW Sulselrabar | 7428 | PLN UP3 Makassar Selatan | 2530 | Gd Ry Mattoangin | ZST1 | PLN Stock Materials | 000000002190096 | MTR;KWHMCOM;;1P;230V;5-20A MINMCB;2;ST; | ZM0219 | BH | NORMAL | 0 | 0 | 0 | 0 | 1003 | HAR-Alat Ukur
7400 | UIW Sulselrabar | 7428 | PLN UP3 Makassar Selatan | 2530 | Gd Ry Mattoangin | ZST1 | PLN Stock Materials | 000000002190194 | MTR;kWH E;;3P;220/380V;5-100A;1;;4W | ZM0219 | BH | PRE-MEMORY | 0 | 0 | 0 | 0 | 1003 | HAR-Alat Ukur
7400 | UIW Sulselrabar | 7428 | PLN UP3 Makassar Selatan | 2530 | Gd Ry Mattoangin | ZST1 | PLN Stock Materials | 000000002190210 | MTR;kWH M;;3P;220/380V;5-20A;1;ST;4W | ZM0219 | BH | NORMAL | 0 | 0 | 0 | 0 | 1003 | HAR-Alat Ukur
7400 | UIW Sulselrabar | 7428 | PLN UP3 Makassar Selatan | 2530 | Gd Ry Mattoangin | ZST1 | PLN Stock Materials | 000000002190218 | MTR;kWH E;;3P;230/400V;5-80A;1;;4W | ZM0219 | BH | PRE-MEMORY | 0 | 0 | 0 | 0 | 1003 | HAR-Alat Ukur
7400 | UIW Sulselrabar | 7428 | PLN UP3 Makassar Selatan | 2530 | Gd Ry Mattoangin | ZST1 | PLN Stock Materials | 000000002190218 | MTR;kWH E;;3P;230/400V;5-80A;1;;4W | ZM0219 | BH | NORMAL | 270 | 0 | 0 | 0 | 1003 | HAR-Alat Ukur
7400 | UIW Sulselrabar | 7428 | PLN UP3 Makassar Selatan | 2530 | Gd Ry Mattoangin | ZST1 | PLN Stock Materials | 000000002190222 | MTR;kWH ECOM;;1P;230V;5-40A MINMCB;1;; | ZM0219 | BH | PRE-MEMORY | 0 | 0 | 0 | 0 | 1003 | HAR-Alat Ukur
7400 | UIW Sulselrabar | 7428 | PLN UP3 Makassar Selatan | 2530 | Gd Ry Mattoangin | ZST1 | PLN Stock Materials | 000000002190224 | MTR;kWH E-PR;;1P;230V;5-60A;1;;2W | ZM0219 | BH | PRE-MEMORY | 0 | 0 | 0 | 0 | 1003 | HAR-Alat Ukur
7400 | UIW Sulselrabar | 7428 | PLN UP3 Makassar Selatan | 2530 | Gd Ry Mattoangin | ZST1 | PLN Stock Materials | 000000002190224 | MTR;kWH E-PR;;1P;230V;5-60A;1;;2W | ZM0219 | BH | NORMAL | 371 | 0 | 0 | 0 | 1003 | HAR-Alat Ukur
7400 | UIW Sulselrabar | 7428 | PLN UP3 Makassar Selatan | 2530 | Gd Ry Mattoangin | ZST1 | PLN Stock Materials | 000000002190231 | MTR;kWH E;;1P;230V;5-40A;1;;2W | ZM0219 | BH | PRE-MEMORY | 0 | 0 | 0 | 0 | 1003 | HAR-Alat Ukur
7400 | UIW Sulselrabar | 7428 | PLN UP3 Makassar Selatan | 2530 | Gd Ry Mattoangin | ZST1 | PLN Stock Materials | 000000002190231 | MTR;kWH E;;1P;230V;5-40A;1;;2W | ZM0219 | BH | NORMAL | 221 | 0 | 0 | 0 | 1003 | HAR-Alat Ukur
7400 | UIW Sulselrabar | 7428 | PLN UP3 Makassar Selatan | 2530 | Gd Ry Mattoangin | ZST1 | PLN Stock Materials | 000000002190253 | MTR;kWH E;3P;230/400V;5-10A;1;;4W | ZM0219 | BH | PRE-MEMORY | 0 | 0 | 0 | 0 | 1003 | HAR-Alat Ukur
7400 | UIW Sulselrabar | 7428 | PLN UP3 Makassar Selatan | 2530 | Gd Ry Mattoangin | ZST1 | PLN Stock Materials | 000000002190253 | MTR;kWH E;3P;230/400V;5-10A;1;;4W | ZM0219 | BH | NORMAL | 8 | 0 | 0 | 0 | 1003 | HAR-Alat Ukur
7400 | UIW Sulselrabar | 7428 | PLN UP3 Makassar Selatan | 2530 | Gd Ry Mattoangin | ZST1 | PLN Stock Materials | 000000002190331 | MTR;kWH M;;3P;230/400V;20-60A;2;ST;4W | ZM0219 | BH | NORMAL | 0 | 0 | 0 | 0 | 1003 | HAR-Alat Ukur
7400 | UIW Sulselrabar | 7428 | PLN UP3 Makassar Selatan | 2530 | Gd Ry Mattoangin | ZST1 | PLN Stock Materials | 000000002190489 | MTR;kWH E-PR;;3P;230/400V;5-60A;1;;4W | ZM0219 | BH | PRE-MEMORY | 0 | 0 | 0 | 0 | 1003 | HAR-Alat Ukur
7400 | UIW Sulselrabar | 7428 | PLN UP3 Makassar Selatan | 2530 | Gd Ry Mattoangin | ZST1 | PLN Stock Materials | 000000002200004 | MTR ACC;SEGEL PLASTIC | ZM0220 | BH | NORMAL | 0 | 0 | 0 | 0 | 1003 | HAR-Alat Ukur
7400 | UIW Sulselrabar | 7428 | PLN UP3 Makassar Selatan | 2530 | Gd Ry Mattoangin | ZST1 | PLN Stock Materials | 000000002200016 | MTR ACC;SEGEL PUTAR PLASTIC | ZM0220 | BH | NORMAL | 0 | 0 | 0 | 0 | 1003 | HAR-Alat Ukur
7400 | UIW Sulselrabar | 7428 | PLN UP3 Makassar Selatan | 2530 | Gd Ry Mattoangin | ZST1 | PLN Stock Materials | 000000002200023 | MTR ACC;MODEM GSM/56KBPS | ZM0220 | BH | NORMAL | 0 | 0 | 0 | 0 | 1003 | HAR-Alat Ukur
7400 | UIW Sulselrabar | 7428 | PLN UP3 Makassar Selatan | 2530 | Gd Ry Mattoangin | ZST1 | PLN Stock Materials | 000000002240018 | FUSE;20/24kV;6A;TUBE;D24mm | ZM0224 | BH | NORMAL | 0 | 0 | 0 | 0 | 1001 | HAR-Switchgear&Jaringan
7400 | UIW Sulselrabar | 7428 | PLN UP3 Makassar Selatan | 2530 | Gd Ry Mattoangin | ZST1 | PLN Stock Materials | 000000002240024 | FUSE;380/220V;100A;SQUARE;1 | ZM0224 | BH | NORMAL | 0 | 0 | 0 | 0 | 1001 | HAR-Switchgear&Jaringan
7400 | UIW Sulselrabar | 7428 | PLN UP3 Makassar Selatan | 2530 | Gd Ry Mattoangin | ZST1 | PLN Stock Materials | 000000002240035 | FUSE;380/220V;160A;SQUARE;1 | ZM0224 | BH | NORMAL | 0 | 0 | 0 | 0 | 1001 | HAR-Switchgear&Jaringan
7400 | UIW Sulselrabar | 7428 | PLN UP3 Makassar Selatan | 2530 | Gd Ry Mattoangin | ZST1 | PLN Stock Materials | 000000002240038 | FUSE;380/220V;200A;SQUARE;1 | ZM0224 | BH | NORMAL | 0 | 0 | 0 | 0 | 1001 | HAR-Switchgear&Jaringan
7400 | UIW Sulselrabar | 7428 | PLN UP3 Makassar Selatan | 2530 | Gd Ry Mattoangin | ZST1 | PLN Stock Materials | 000000002240044 | FUSE;380/220V;250A;SQUARE;1 | ZM0224 | BH | NORMAL | 27 | 0 | 0 | 0 | 1001 | HAR-Switchgear&Jaringan
7400 | UIW Sulselrabar | 7428 | PLN UP3 Makassar Selatan | 2530 | Gd Ry Mattoangin | ZST1 | PLN Stock Materials | 000000002240048 | FUSE;380/220V;300A;SQUARE;2 | ZM0224 | BH | NORMAL | 20 | 0 | 0 | 0 | 1001 | HAR-Switchgear&Jaringan
7400 | UIW Sulselrabar | 7428 | PLN UP3 Makassar Selatan | 2530 | Gd Ry Mattoangin | ZST1 | PLN Stock Materials | 000000002240049 | FUSE;380/220V;315A;SQUARE;2 | ZM0224 | BH | PRE-MEMORY | 0 | 0 | 0 | 0 | 1001 | HAR-Switchgear&Jaringan
7400 | UIW Sulselrabar | 7428 | PLN UP3 Makassar Selatan | 2530 | Gd Ry Mattoangin | ZST1 | PLN Stock Materials | 000000002240049 | FUSE;380/220V;315A;SQUARE;2 | ZM0224 | BH | NORMAL | 26 | 0 | 0 | 0 | 1001 | HAR-Switchgear&Jaringan
7400 | UIW Sulselrabar | 7428 | PLN UP3 Makassar Selatan | 2530 | Gd Ry Mattoangin | ZST1 | PLN Stock Materials | 000000002240050 | FUSE;380/220V;355A;SQUARE;2 | ZM0224 | BH | NORMAL | 0 | 0 | 0 | 0 | 1001 | HAR-Switchgear&Jaringan
7400 | UIW Sulselrabar | 7428 | PLN UP3 Makassar Selatan | 2530 | Gd Ry Mattoangin | ZST1 | PLN Stock Materials | 000000002240072 | FUSE;380/220V;80A;SQUARE;1 | ZM0224 | BH | NORMAL | 0 | 0 | 0 | 0 | 1001 | HAR-Switchgear&Jaringan
7400 | UIW Sulselrabar | 7428 | PLN UP3 Makassar Selatan | 2530 | Gd Ry Mattoangin | ZST1 | PLN Stock Materials | 000000002240074 | FUSE;20/24kV;10A;TUBE;D21mm | ZM0224 | BH | NORMAL | 0 | 0 | 0 | 0 | 1001 | HAR-Switchgear&Jaringan
7400 | UIW Sulselrabar | 7428 | PLN UP3 Makassar Selatan | 2530 | Gd Ry Mattoangin | ZST1 | PLN Stock Materials | 000000002240113 | FUSE;380/220V;250A;SQUARE;2 | ZM0224 | BH | PRE-MEMORY | 0 | 0 | 0 | 0 | 1001 | HAR-Switchgear&Jaringan
7400 | UIW Sulselrabar | 7428 | PLN UP3 Makassar Selatan | 2530 | Gd Ry Mattoangin | ZST1 | PLN Stock Materials | 000000002240113 | FUSE;380/220V;250A;SQUARE;2 | ZM0224 | BH | NORMAL | 0 | 0 | 0 | 0 | 1001 | HAR-Switchgear&Jaringan
7400 | UIW Sulselrabar | 7428 | PLN UP3 Makassar Selatan | 2530 | Gd Ry Mattoangin | ZST1 | PLN Stock Materials | 000000002240120 | FUSE;380/220V;100A;SQUARE;2 | ZM0224 | BH | PRE-MEMORY | 0 | 0 | 0 | 0 | 1001 | HAR-Switchgear&Jaringan
7400 | UIW Sulselrabar | 7428 | PLN UP3 Makassar Selatan | 2530 | Gd Ry Mattoangin | ZST1 | PLN Stock Materials | 000000002240120 | FUSE;380/220V;100A;SQUARE;2 | ZM0224 | BH | NORMAL | 58 | 0 | 0 | 0 | 1001 | HAR-Switchgear&Jaringan
7400 | UIW Sulselrabar | 7428 | PLN UP3 Makassar Selatan | 2530 | Gd Ry Mattoangin | ZST1 | PLN Stock Materials | 000000002240121 | FUSE;380/220V;125A;SQUARE;2 | ZM0224 | BH | NORMAL | 15 | 0 | 0 | 0 | 1001 | HAR-Switchgear&Jaringan
7400 | UIW Sulselrabar | 7428 | PLN UP3 Makassar Selatan | 2530 | Gd Ry Mattoangin | ZST1 | PLN Stock Materials | 000000002240122 | FUSE;380/220V;160A;SQUARE;2 | ZM0224 | BH | PRE-MEMORY | 0 | 0 | 0 | 0 | 1001 | HAR-Switchgear&Jaringan
7400 | UIW Sulselrabar | 7428 | PLN UP3 Makassar Selatan | 2530 | Gd Ry Mattoangin | ZST1 | PLN Stock Materials | 000000002240122 | FUSE;380/220V;160A;SQUARE;2 | ZM0224 | BH | NORMAL | 0 | 0 | 0 | 0 | 1001 | HAR-Switchgear&Jaringan
7400 | UIW Sulselrabar | 7428 | PLN UP3 Makassar Selatan | 2530 | Gd Ry Mattoangin | ZST1 | PLN Stock Materials | 000000002240123 | FUSE;380/220V;200A;SQUARE;2 | ZM0224 | BH | PRE-MEMORY | 0 | 0 | 0 | 0 | 1001 | HAR-Switchgear&Jaringan
7400 | UIW Sulselrabar | 7428 | PLN UP3 Makassar Selatan | 2530 | Gd Ry Mattoangin | ZST1 | PLN Stock Materials | 000000002240123 | FUSE;380/220V;200A;SQUARE;2 | ZM0224 | BH | NORMAL | 21 | 0 | 0 | 0 | 1001 | HAR-Switchgear&Jaringan
7400 | UIW Sulselrabar | 7428 | PLN UP3 Makassar Selatan | 2530 | Gd Ry Mattoangin | ZST1 | PLN Stock Materials | 000000002240125 | FUSE;380/220V;350A;SQUARE;2 | ZM0224 | BH | NORMAL | 0 | 0 | 0 | 0 | 1001 | HAR-Switchgear&Jaringan
7400 | UIW Sulselrabar | 7428 | PLN UP3 Makassar Selatan | 2530 | Gd Ry Mattoangin | ZST1 | PLN Stock Materials | 000000002240152 | FUSE;20/24kV;20A;TUBE;D21mm | ZM0224 | BH | NORMAL | 0 | 0 | 0 | 0 | 1001 | HAR-Switchgear&Jaringan
7400 | UIW Sulselrabar | 7428 | PLN UP3 Makassar Selatan | 2530 | Gd Ry Mattoangin | ZST1 | PLN Stock Materials | 000000003030030 | POLE;STEEL;20kV;CIRCL;11m;200daN;; | ZM0303 | BTG | NORMAL | 0 | 0 | 0 | 0 | 1004 | HAR-Menara&Tiang
7400 | UIW Sulselrabar | 7428 | PLN UP3 Makassar Selatan | 2530 | Gd Ry Mattoangin | ZST1 | PLN Stock Materials | 000000003030036 | POLE;STEEL;20kV;CIRCL;13m;350daN;; | ZM0303 | BTG | NORMAL | 0 | 0 | 0 | 0 | 1004 | HAR-Menara&Tiang
7400 | UIW Sulselrabar | 7428 | PLN UP3 Makassar Selatan | 2530 | Gd Ry Mattoangin | ZST1 | PLN Stock Materials | 000000003030041 | POLE;STEEL;220V;CIRCL;9m;200daN;; | ZM0303 | BTG | NORMAL | 0 | 0 | 0 | 0 | 1004 | HAR-Menara&Tiang
7400 | UIW Sulselrabar | 7428 | PLN UP3 Makassar Selatan | 2530 | Gd Ry Mattoangin | ZST1 | PLN Stock Materials | 000000003040324 | POLE ACC;YOKES/STOPING BUCKLE | ZM0304 | BH | NORMAL | 0 | 0 | 0 | 0 | 1004 | HAR-Menara&Tiang
7400 | UIW Sulselrabar | 7428 | PLN UP3 Makassar Selatan | 2530 | Gd Ry Mattoangin | ZST1 | PLN Stock Materials | 000000003050050 | CONDUCTOR;AAAC-S;240mm2; | ZM0305 | M | PRE-MEMORY | 0 | 0 | 0 | 0 | 1001 | HAR-Switchgear&Jaringan
7400 | UIW Sulselrabar | 7428 | PLN UP3 Makassar Selatan | 2530 | Gd Ry Mattoangin | ZST1 | PLN Stock Materials | 000000003050084 | CONDUCTOR;AAAC-S;150mm2; | ZM0305 | M | NORMAL | 0 | 0 | 0 | 0 | 1001 | HAR-Switchgear&Jaringan
7400 | UIW Sulselrabar | 7428 | PLN UP3 Makassar Selatan | 2530 | Gd Ry Mattoangin | ZST1 | PLN Stock Materials | 000000003050088 | CONDUCTOR;AAAC-S;70mm2; | ZM0305 | M | NORMAL | 300 | 0 | 0 | 0 | 1001 | HAR-Switchgear&Jaringan
7400 | UIW Sulselrabar | 7428 | PLN UP3 Makassar Selatan | 2530 | Gd Ry Mattoangin | ZST1 | PLN Stock Materials | 000000003060027 | COND ACC;JOINT SLEEVE AL 150mm2 COMP | ZM0306 | BH | PRE-MEMORY | 0 | 0 | 0 | 0 | 1001 | HAR-Switchgear&Jaringan
7400 | UIW Sulselrabar | 7428 | PLN UP3 Makassar Selatan | 2530 | Gd Ry Mattoangin | ZST1 | PLN Stock Materials | 000000003060103 | COND ACC;JOINT AL 240mm2 COMP | ZM0306 | BH | PRE-MEMORY | 0 | 0 | 0 | 0 | 1001 | HAR-Switchgear&Jaringan
7400 | UIW Sulselrabar | 7428 | PLN UP3 Makassar Selatan | 2530 | Gd Ry Mattoangin | ZST1 | PLN Stock Materials | 000000003060122 | COND ACC;DEAD END ASSEMBLY | ZM0306 | BH | NORMAL | 0 | 0 | 0 | 0 | 1001 | HAR-Switchgear&Jaringan
7400 | UIW Sulselrabar | 7428 | PLN UP3 Makassar Selatan | 2530 | Gd Ry Mattoangin | ZST1 | PLN Stock Materials | 000000003060128 | COND ACC;NON TENSION JOINT AL 35mm2 | ZM0306 | BH | NORMAL | 0 | 0 | 0 | 0 | 1001 | HAR-Switchgear&Jaringan
7400 | UIW Sulselrabar | 7428 | PLN UP3 Makassar Selatan | 2530 | Gd Ry Mattoangin | ZST1 | PLN Stock Materials | 000000003060130 | COND ACC;NON TENSION JOINT AL 70mm2 | ZM0306 | BH | NORMAL | 0 | 0 | 0 | 0 | 1001 | HAR-Switchgear&Jaringan
7400 | UIW Sulselrabar | 7428 | PLN UP3 Makassar Selatan | 2530 | Gd Ry Mattoangin | ZST1 | PLN Stock Materials | 000000003060137 | COND ACC;JOINT SLEEVE AL 70mm2 INSUL | ZM0306 | BH | NORMAL | 0 | 0 | 0 | 0 | 1001 | HAR-Switchgear&Jaringan
7400 | UIW Sulselrabar | 7428 | PLN UP3 Makassar Selatan | 2530 | Gd Ry Mattoangin | ZST1 | PLN Stock Materials | 000000003060141 | COND ACC;JOINT SLEEVE AL 35mm2 | ZM0306 | BH | NORMAL | 0 | 0 | 0 | 0 | 1001 | HAR-Switchgear&Jaringan
7400 | UIW Sulselrabar | 7428 | PLN UP3 Makassar Selatan | 2530 | Gd Ry Mattoangin | ZST1 | PLN Stock Materials | 000000003060142 | COND ACC;JOINT SLEEVE AL 50mm2 | ZM0306 | BH | NORMAL | 0 | 0 | 0 | 0 | 1001 | HAR-Switchgear&Jaringan
7400 | UIW Sulselrabar | 7428 | PLN UP3 Makassar Selatan | 2530 | Gd Ry Mattoangin | ZST1 | PLN Stock Materials | 000000003060143 | COND ACC;JOINT SLEEVE AL 70mm2 | ZM0306 | BH | NORMAL | 0 | 0 | 0 | 0 | 1001 | HAR-Switchgear&Jaringan
7400 | UIW Sulselrabar | 7428 | PLN UP3 Makassar Selatan | 2530 | Gd Ry Mattoangin | ZST1 | PLN Stock Materials | 000000003060145 | COND ACC;JOINT SLEEVE AL 150mm2 | ZM0306 | BH | NORMAL | 36 | 0 | 0 | 0 | 1001 | HAR-Switchgear&Jaringan
7400 | UIW Sulselrabar | 7428 | PLN UP3 Makassar Selatan | 2530 | Gd Ry Mattoangin | ZST1 | PLN Stock Materials | 000000003060146 | COND ACC;JOINT SLEEVE AL 240mm2 | ZM0306 | BH | NORMAL | 15 | 0 | 0 | 0 | 1001 | HAR-Switchgear&Jaringan
7400 | UIW Sulselrabar | 7428 | PLN UP3 Makassar Selatan | 2530 | Gd Ry Mattoangin | ZST1 | PLN Stock Materials | 000000003060185 | COND ACC;TAP CONNECOR KEDAP AIR 6-25 | ZM0306 | BH | NORMAL | 0 | 0 | 0 | 0 | 1001 | HAR-Switchgear&Jaringan
7400 | UIW Sulselrabar | 7428 | PLN UP3 Makassar Selatan | 2530 | Gd Ry Mattoangin | ZST1 | PLN Stock Materials | 000000003060315 | COND ACC;JOINT ALCU 35-35mm2 COMP | ZM0306 | BH | NORMAL | 0 | 0 | 0 | 0 | 1001 | HAR-Switchgear&Jaringan
7400 | UIW Sulselrabar | 7428 | PLN UP3 Makassar Selatan | 2530 | Gd Ry Mattoangin | ZST1 | PLN Stock Materials | 000000003060317 | COND ACC;JOINT ALCU 35-70mm2 COMP | ZM0306 | BH | NORMAL | 0 | 0 | 0 | 0 | 1001 | HAR-Switchgear&Jaringan
7400 | UIW Sulselrabar | 7428 | PLN UP3 Makassar Selatan | 2530 | Gd Ry Mattoangin | ZST1 | PLN Stock Materials | 000000003060320 | COND ACC;JOINT ALCU 70-70mm2 COMP | ZM0306 | BH | NORMAL | 0 | 0 | 0 | 0 | 1001 | HAR-Switchgear&Jaringan
7400 | UIW Sulselrabar | 7428 | PLN UP3 Makassar Selatan | 2530 | Gd Ry Mattoangin | ZST1 | PLN Stock Materials | 000000003060348 | COND ACC;NON TENSION JOINT ALCU 70mm2 | ZM0306 | BH | NORMAL | 0 | 0 | 0 | 0 | 1001 | HAR-Switchgear&Jaringan
7400 | UIW Sulselrabar | 7428 | PLN UP3 Makassar Selatan | 2530 | Gd Ry Mattoangin | ZST1 | PLN Stock Materials | 000000003060469 | COND ACC;JOINT ALCU 70-50mm2 COMP | ZM0306 | BH | NORMAL | 15 | 0 | 0 | 0 | 1001 | HAR-Switchgear&Jaringan
7400 | UIW Sulselrabar | 7428 | PLN UP3 Makassar Selatan | 2530 | Gd Ry Mattoangin | ZST1 | PLN Stock Materials | 000000003060598 | COND ACC;TEKEP ISOLATOR 20KV L150 MM2 | ZM0306 | BH | NORMAL | 0 | 0 | 0 | 0 | 1001 | HAR-Switchgear&Jaringan
7400 | UIW Sulselrabar | 7428 | PLN UP3 Makassar Selatan | 2530 | Gd Ry Mattoangin | ZST1 | PLN Stock Materials | 000000003061426 | COND ACC;TEKEP ISOLATOR 20KV L70MM2 EXT | ZM0306 | U | NORMAL | 0 | 0 | 0 | 0 | 1001 | HAR-Switchgear&Jaringan
7400 | UIW Sulselrabar | 7428 | PLN UP3 Makassar Selatan | 2530 | Gd Ry Mattoangin | ZST1 | PLN Stock Materials | 000000003070151 | ISOLATOR;PINPOST;PORC;24KV;;12.5kN | ZM0307 | BH | PRE-MEMORY | 0 | 0 | 0 | 0 | 1001 | HAR-Switchgear&Jaringan
7400 | UIW Sulselrabar | 7428 | PLN UP3 Makassar Selatan | 2530 | Gd Ry Mattoangin | ZST1 | PLN Stock Materials | 000000003070151 | ISOLATOR;PINPOST;PORC;24KV;;12.5kN | ZM0307 | BH | NORMAL | 0 | 0 | 0 | 0 | 1001 | HAR-Switchgear&Jaringan
7400 | UIW Sulselrabar | 7428 | PLN UP3 Makassar Selatan | 2530 | Gd Ry Mattoangin | ZST1 | PLN Stock Materials | 000000003070152 | ISOLATOR;LINEPOST;POLYMER;24KV;;12.5kN | ZM0307 | BH | NORMAL | 0 | 0 | 0 | 0 | 1001 | HAR-Switchgear&Jaringan
7400 | UIW Sulselrabar | 7428 | PLN UP3 Makassar Selatan | 2530 | Gd Ry Mattoangin | ZST1 | PLN Stock Materials | 000000003070154 | ISOLATOR;SUSP;POLYMER;24KV;;70kN | ZM0307 | BH | NORMAL | 0 | 0 | 0 | 0 | 1001 | HAR-Switchgear&Jaringan
7400 | UIW Sulselrabar | 7428 | PLN UP3 Makassar Selatan | 2530 | Gd Ry Mattoangin | ZST1 | PLN Stock Materials | 000000003070155 | ISOLATOR;SUSP;PORC;24KV;;70kN | ZM0307 | SET | NORMAL | 0 | 0 | 0 | 0 | 1001 | HAR-Switchgear&Jaringan
7400 | UIW Sulselrabar | 7428 | PLN UP3 Makassar Selatan | 2530 | Gd Ry Mattoangin | ZST1 | PLN Stock Materials | 000000003110025 | CABLE PWR;NFA2X;2X10mm2;0.6/1kV;OH | ZM0311 | M | PRE-MEMORY | 0 | 0 | 0 | 0 | 1001 | HAR-Switchgear&Jaringan
7400 | UIW Sulselrabar | 7428 | PLN UP3 Makassar Selatan | 2530 | Gd Ry Mattoangin | ZST1 | PLN Stock Materials | 000000003110025 | CABLE PWR;NFA2X;2X10mm2;0.6/1kV;OH | ZM0311 | M | NORMAL | 3943 | 0 | 0 | 0 | 1001 | HAR-Switchgear&Jaringan
7400 | UIW Sulselrabar | 7428 | PLN UP3 Makassar Selatan | 2530 | Gd Ry Mattoangin | ZST1 | PLN Stock Materials | 000000003110026 | CABLE PWR;NFA2X;2X16mm2;0.6/1kV;OH | ZM0311 | M | PRE-MEMORY | 0 | 0 | 0 | 0 | 1001 | HAR-Switchgear&Jaringan
7400 | UIW Sulselrabar | 7428 | PLN UP3 Makassar Selatan | 2530 | Gd Ry Mattoangin | ZST1 | PLN Stock Materials | 000000003110026 | CABLE PWR;NFA2X;2X16mm2;0.6/1kV;OH | ZM0311 | M | NORMAL | 145 | 0 | 0 | 0 | 1001 | HAR-Switchgear&Jaringan
7400 | UIW Sulselrabar | 7428 | PLN UP3 Makassar Selatan | 2530 | Gd Ry Mattoangin | ZST1 | PLN Stock Materials | 000000003110029 | CABLE PWR;NFA2X;4X16mm2;0.6/1kV;OH | ZM0311 | M | PRE-MEMORY | 0 | 0 | 0 | 0 | 1001 | HAR-Switchgear&Jaringan
7400 | UIW Sulselrabar | 7428 | PLN UP3 Makassar Selatan | 2530 | Gd Ry Mattoangin | ZST1 | PLN Stock Materials | 000000003110029 | CABLE PWR;NFA2X;4X16mm2;0.6/1kV;OH | ZM0311 | M | NORMAL | 0 | 0 | 0 | 0 | 1001 | HAR-Switchgear&Jaringan
7400 | UIW Sulselrabar | 7428 | PLN UP3 Makassar Selatan | 2530 | Gd Ry Mattoangin | ZST1 | PLN Stock Materials | 000000003110034 | CABLE PWR;NFA2XSY-T;3X150+1X95;20kV;OH | ZM0311 | M | NORMAL | 0 | 0 | 0 | 0 | 1001 | HAR-Switchgear&Jaringan
7400 | UIW Sulselrabar | 7428 | PLN UP3 Makassar Selatan | 2530 | Gd Ry Mattoangin | ZST1 | PLN Stock Materials | 000000003110038 | CABLE PWR;NFA2X-T;3X35+1X25;0.6/1kV;OH | ZM0311 | M | NORMAL | 0 | 0 | 0 | 0 | 1001 | HAR-Switchgear&Jaringan
7400 | UIW Sulselrabar | 7428 | PLN UP3 Makassar Selatan | 2530 | Gd Ry Mattoangin | ZST1 | PLN Stock Materials | 000000003110039 | CABLE PWR;NFA2X-T;3X35+1X35;0.6/1kV;OH | ZM0311 | M | NORMAL | 475 | 0 | 0 | 0 | 1001 | HAR-Switchgear&Jaringan
7400 | UIW Sulselrabar | 7428 | PLN UP3 Makassar Selatan | 2530 | Gd Ry Mattoangin | ZST1 | PLN Stock Materials | 000000003110041 | CABLE PWR;NFA2X-T;3X70+1X50;0.6/1kV;OH | ZM0311 | M | NORMAL | 0 | 0 | 0 | 0 | 1001 | HAR-Switchgear&Jaringan
7400 | UIW Sulselrabar | 7428 | PLN UP3 Makassar Selatan | 2530 | Gd Ry Mattoangin | ZST1 | PLN Stock Materials | 000000003110060 | CABLE PWR;NYY;1X150mm2;0.6/1kV;OH | ZM0311 | M | NORMAL | 0 | 0 | 0 | 0 | 1001 | HAR-Switchgear&Jaringan
7400 | UIW Sulselrabar | 7428 | PLN UP3 Makassar Selatan | 2530 | Gd Ry Mattoangin | ZST1 | PLN Stock Materials | 000000003110064 | CABLE PWR;NYY;1X70mm2;0.6/1kV;OH | ZM0311 | M | NORMAL | 0 | 0 | 0 | 0 | 1001 | HAR-Switchgear&Jaringan
7400 | UIW Sulselrabar | 7428 | PLN UP3 Makassar Selatan | 2530 | Gd Ry Mattoangin | ZST1 | PLN Stock Materials | 000000003110291 | CABLE PWR;NYY;1x95mm2;230/380V;OH | ZM0311 | M | NORMAL | 0 | 0 | 0 | 0 | 1001 | HAR-Switchgear&Jaringan
7400 | UIW Sulselrabar | 7428 | PLN UP3 Makassar Selatan | 2530 | Gd Ry Mattoangin | ZST1 | PLN Stock Materials | 000000003110514 | CABLE PWR;NYY;1X70mm2;0.6/1kV;Opstig | ZM0311 | M | NORMAL | 0 | 0 | 0 | 0 | 1001 | HAR-Switchgear&Jaringan
7400 | UIW Sulselrabar | 7428 | PLN UP3 Makassar Selatan | 2530 | Gd Ry Mattoangin | ZST1 | PLN Stock Materials | 000000003110515 | CABLE PWR;NYY;1X95mm2;0.6/1kV;Opstig | ZM0311 | M | NORMAL | 80 | 0 | 0 | 0 | 1001 | HAR-Switchgear&Jaringan
7400 | UIW Sulselrabar | 7428 | PLN UP3 Makassar Selatan | 2530 | Gd Ry Mattoangin | ZST1 | PLN Stock Materials | 000000003110516 | CABLE PWR;NYY;1X150mm2;0.6/1kV;Opstig | ZM0311 | M | NORMAL | 0 | 0 | 0 | 0 | 1001 | HAR-Switchgear&Jaringan
7400 | UIW Sulselrabar | 7428 | PLN UP3 Makassar Selatan | 2530 | Gd Ry Mattoangin | ZST1 | PLN Stock Materials | 000000003110542 | CABLE PWR;NFA2X-T;3X70+1X70;0.6/1kV;OH | ZM0311 | M | NORMAL | 100 | 0 | 0 | 0 | 1001 | HAR-Switchgear&Jaringan
7400 | UIW Sulselrabar | 7428 | PLN UP3 Makassar Selatan | 2530 | Gd Ry Mattoangin | ZST1 | PLN Stock Materials | 000000003120013 | CABLE PWR ACC;CABLE SHOE CU 150mm2 | ZM0312 | BH | NORMAL | 0 | 0 | 0 | 0 | 1001 | HAR-Switchgear&Jaringan
7400 | UIW Sulselrabar | 7428 | PLN UP3 Makassar Selatan | 2530 | Gd Ry Mattoangin | ZST1 | PLN Stock Materials | 000000003120018 | CABLE PWR ACC;CABLE SHOE CU 95mm2 | ZM0312 | BH | NORMAL | 7 | 0 | 0 | 0 | 1001 | HAR-Switchgear&Jaringan
7400 | UIW Sulselrabar | 7428 | PLN UP3 Makassar Selatan | 2530 | Gd Ry Mattoangin | ZST1 | PLN Stock Materials | 000000003120033 | CABLE PWR ACC;DEAD END ASSY ADJ 70mm | ZM0312 | SET | NORMAL | 0 | 0 | 0 | 0 | 1001 | HAR-Switchgear&Jaringan
7400 | UIW Sulselrabar | 7428 | PLN UP3 Makassar Selatan | 2530 | Gd Ry Mattoangin | ZST1 | PLN Stock Materials | 000000003120037 | CABLE PWR ACC;DEAD END ASSY FIXED 50mm | ZM0312 | SET | NORMAL | 0 | 0 | 0 | 0 | 1001 | HAR-Switchgear&Jaringan
7400 | UIW Sulselrabar | 7428 | PLN UP3 Makassar Selatan | 2530 | Gd Ry Mattoangin | ZST1 | PLN Stock Materials | 000000003120058 | CABLE PWR ACC;LARGE ANGLE ASSY 70mm | ZM0312 | SET | NORMAL | 0 | 0 | 0 | 0 | 1001 | HAR-Switchgear&Jaringan
7400 | UIW Sulselrabar | 7428 | PLN UP3 Makassar Selatan | 2530 | Gd Ry Mattoangin | ZST1 | PLN Stock Materials | 000000003120060 | CABLE PWR ACC;LINK 25X25mm | ZM0312 | BH | NORMAL | 0 | 0 | 0 | 0 | 1001 | HAR-Switchgear&Jaringan
7400 | UIW Sulselrabar | 7428 | PLN UP3 Makassar Selatan | 2530 | Gd Ry Mattoangin | ZST1 | PLN Stock Materials | 000000003120092 | CABLE PWR ACC;SUSPENSION ASSY 70mm | ZM0312 | SET | NORMAL | 0 | 0 | 0 | 0 | 1001 | HAR-Switchgear&Jaringan
7400 | UIW Sulselrabar | 7428 | PLN UP3 Makassar Selatan | 2530 | Gd Ry Mattoangin | ZST1 | PLN Stock Materials | 000000003120114 | CABLE PWR ACC;CABLE SHOE CU 70mm2 | ZM0312 | BH | NORMAL | 0 | 0 | 0 | 0 | 1001 | HAR-Switchgear&Jaringan
7400 | UIW Sulselrabar | 7428 | PLN UP3 Makassar Selatan | 2530 | Gd Ry Mattoangin | ZST1 | PLN Stock Materials | 000000003120118 | CABLE PWR ACC;CABLE SHOE AL-CU 150mm2 | ZM0312 | BH | NORMAL | 0 | 0 | 0 | 0 | 1001 | HAR-Switchgear&Jaringan
7400 | UIW Sulselrabar | 7428 | PLN UP3 Makassar Selatan | 2530 | Gd Ry Mattoangin | ZST1 | PLN Stock Materials | 000000003120142 | CABLE PWR ACC;WEDGE CLAMP 2x(6-16)mm | ZM0312 | BH | NORMAL | 0 | 0 | 0 | 0 | 1001 | HAR-Switchgear&Jaringan
7400 | UIW Sulselrabar | 7428 | PLN UP3 Makassar Selatan | 2530 | Gd Ry Mattoangin | ZST1 | PLN Stock Materials | 000000003120154 | CABLE PWR ACC;CABLE SHOE AL-CU 1H 35mm2 | ZM0312 | BH | NORMAL | 4 | 0 | 0 | 0 | 1001 | HAR-Switchgear&Jaringan
7400 | UIW Sulselrabar | 7428 | PLN UP3 Makassar Selatan | 2530 | Gd Ry Mattoangin | ZST1 | PLN Stock Materials | 000000003120155 | CABLE PWR ACC;CABLE SHOE AL-CU 1H 50mm2 | ZM0312 | BH | NORMAL | 28 | 0 | 0 | 0 | 1001 | HAR-Switchgear&Jaringan
7400 | UIW Sulselrabar | 7428 | PLN UP3 Makassar Selatan | 2530 | Gd Ry Mattoangin | ZST1 | PLN Stock Materials | 000000003120156 | CABLE PWR ACC;CABLE SHOE AL-CU 1H 70mm2 | ZM0312 | BH | PRE-MEMORY | 4 | 0 | 0 | 0 | 1001 | HAR-Switchgear&Jaringan
7400 | UIW Sulselrabar | 7428 | PLN UP3 Makassar Selatan | 2530 | Gd Ry Mattoangin | ZST1 | PLN Stock Materials | 000000003120156 | CABLE PWR ACC;CABLE SHOE AL-CU 1H 70mm2 | ZM0312 | BH | NORMAL | 0 | 0 | 0 | 0 | 1001 | HAR-Switchgear&Jaringan
7400 | UIW Sulselrabar | 7428 | PLN UP3 Makassar Selatan | 2530 | Gd Ry Mattoangin | ZST1 | PLN Stock Materials | 000000003120159 | CABLE PWR ACC;CABLE SHOE AL-CU 1H 150mm2 | ZM0312 | BH | NORMAL | 19 | 0 | 0 | 0 | 1001 | HAR-Switchgear&Jaringan
7400 | UIW Sulselrabar | 7428 | PLN UP3 Makassar Selatan | 2530 | Gd Ry Mattoangin | ZST1 | PLN Stock Materials | 000000003120161 | CABLE PWR ACC;CABLE SHOE AL-CU 1H 240mm2 | ZM0312 | BH | NORMAL | 32 | 0 | 0 | 0 | 1001 | HAR-Switchgear&Jaringan
7400 | UIW Sulselrabar | 7428 | PLN UP3 Makassar Selatan | 2530 | Gd Ry Mattoangin | ZST1 | PLN Stock Materials | 000000003120226 | CABLE PWR ACC;CABLE SHOE CU ID 1H 35mm2 | ZM0312 | BH | NORMAL | 0 | 0 | 0 | 0 | 1001 | HAR-Switchgear&Jaringan
7400 | UIW Sulselrabar | 7428 | PLN UP3 Makassar Selatan | 2530 | Gd Ry Mattoangin | ZST1 | PLN Stock Materials | 000000003120227 | CABLE PWR ACC;CABLE SHOE CU ID 1H 50mm2 | ZM0312 | BH | NORMAL | 0 | 0 | 0 | 0 | 1001 | HAR-Switchgear&Jaringan
7400 | UIW Sulselrabar | 7428 | PLN UP3 Makassar Selatan | 2530 | Gd Ry Mattoangin | ZST1 | PLN Stock Materials | 000000003120228 | CABLE PWR ACC;CABLE SHOE CU ID 1H 70mm2 | ZM0312 | BH | NORMAL | 47 | 0 | 0 | 0 | 1001 | HAR-Switchgear&Jaringan
7400 | UIW Sulselrabar | 7428 | PLN UP3 Makassar Selatan | 2530 | Gd Ry Mattoangin | ZST1 | PLN Stock Materials | 000000003120229 | CABLE PWR ACC;CABLE SHOE CU ID 1H 95mm2 | ZM0312 | BH | NORMAL | 18 | 0 | 0 | 0 | 1001 | HAR-Switchgear&Jaringan
7400 | UIW Sulselrabar | 7428 | PLN UP3 Makassar Selatan | 2530 | Gd Ry Mattoangin | ZST1 | PLN Stock Materials | 000000003120231 | CABLE PWR ACC;CABLE SHOE CU ID 1H 150mm2 | ZM0312 | BH | NORMAL | 30 | 0 | 0 | 0 | 1001 | HAR-Switchgear&Jaringan
7400 | UIW Sulselrabar | 7428 | PLN UP3 Makassar Selatan | 2530 | Gd Ry Mattoangin | ZST1 | PLN Stock Materials | 000000003120244 | CABLE PWR ACC;CABLE SHOE CU OD 1H 150mm2 | ZM0312 | BH | NORMAL | 0 | 0 | 0 | 0 | 1001 | HAR-Switchgear&Jaringan
7400 | UIW Sulselrabar | 7428 | PLN UP3 Makassar Selatan | 2530 | Gd Ry Mattoangin | ZST1 | PLN Stock Materials | 000000003120299 | CABLE PWR ACC;SEAL END;20KV;3x150mm2;ID | ZM0312 | BH | NORMAL | 0 | 0 | 0 | 0 | 1001 | HAR-Switchgear&Jaringan
7400 | UIW Sulselrabar | 7428 | PLN UP3 Makassar Selatan | 2530 | Gd Ry Mattoangin | ZST1 | PLN Stock Materials | 000000003120314 | CABLE PWR ACC;SERVICE WC 6-25/6-25mm2 | ZM0312 | BH | PRE-MEMORY | 0 | 0 | 0 | 0 | 1001 | HAR-Switchgear&Jaringan
7400 | UIW Sulselrabar | 7428 | PLN UP3 Makassar Selatan | 2530 | Gd Ry Mattoangin | ZST1 | PLN Stock Materials | 000000003120314 | CABLE PWR ACC;SERVICE WC 6-25/6-25mm2 | ZM0312 | BH | NORMAL | 0 | 0 | 0 | 0 | 1001 | HAR-Switchgear&Jaringan
7400 | UIW Sulselrabar | 7428 | PLN UP3 Makassar Selatan | 2530 | Gd Ry Mattoangin | ZST1 | PLN Stock Materials | 000000003120394 | CABLE PWR ACC;CABLE SHOE CU 300mm2 | ZM0312 | BH | NORMAL | 0 | 0 | 0 | 0 | 1001 | HAR-Switchgear&Jaringan
7400 | UIW Sulselrabar | 7428 | PLN UP3 Makassar Selatan | 2530 | Gd Ry Mattoangin | ZST1 | PLN Stock Materials | 000000003120486 | CABLE PWR ACC;SUSPENSION ASSY 25-70mm | ZM0312 | BH | NORMAL | 0 | 0 | 0 | 0 | 1001 | HAR-Switchgear&Jaringan
7400 | UIW Sulselrabar | 7428 | PLN UP3 Makassar Selatan | 2530 | Gd Ry Mattoangin | ZST1 | PLN Stock Materials | 000000003120530 | CABLE PWR ACC;WEDGE CLAMP 2/4x6-25mm2 | ZM0312 | BH | NORMAL | 0 | 0 | 0 | 0 | 1001 | HAR-Switchgear&Jaringan
7400 | UIW Sulselrabar | 7428 | PLN UP3 Makassar Selatan | 2530 | Gd Ry Mattoangin | ZST1 | PLN Stock Materials | 000000003190002 | CUT OUT;20kV;6-100A;10kA;125kV | ZM0319 | BH | NORMAL | 12 | 0 | 0 | 0 | 1001 | HAR-Switchgear&Jaringan
7400 | UIW Sulselrabar | 7428 | PLN UP3 Makassar Selatan | 2530 | Gd Ry Mattoangin | ZST1 | PLN Stock Materials | 000000003190018 | CUT OUT;24kV;6-100A;12kA;POLYMER-125kV | ZM0319 | BH | NORMAL | 0 | 0 | 0 | 0 | 1001 | HAR-Switchgear&Jaringan
7400 | UIW Sulselrabar | 7428 | PLN UP3 Makassar Selatan | 2530 | Gd Ry Mattoangin | ZST1 | PLN Stock Materials | 000000003190019 | CUT OUT;24KV;100A;;POLYMER | ZM0319 | BH | NORMAL | 0 | 0 | 0 | 0 | 1001 | HAR-Switchgear&Jaringan
7400 | UIW Sulselrabar | 7428 | PLN UP3 Makassar Selatan | 2530 | Gd Ry Mattoangin | ZST1 | PLN Stock Materials | 000000003200002 | CUT OUT ACC;FUSE LINK 20kV 10A | ZM0320 | BH | PRE-MEMORY | 0 | 0 | 0 | 0 | 1001 | HAR-Switchgear&Jaringan
7400 | UIW Sulselrabar | 7428 | PLN UP3 Makassar Selatan | 2530 | Gd Ry Mattoangin | ZST1 | PLN Stock Materials | 000000003200002 | CUT OUT ACC;FUSE LINK 20kV 10A | ZM0320 | BH | NORMAL | 90 | 0 | 0 | 0 | 1001 | HAR-Switchgear&Jaringan
7400 | UIW Sulselrabar | 7428 | PLN UP3 Makassar Selatan | 2530 | Gd Ry Mattoangin | ZST1 | PLN Stock Materials | 000000003200004 | CUT OUT ACC;FUSE LINK 20kV 15A | ZM0320 | BH | NORMAL | 15 | 0 | 0 | 0 | 1001 | HAR-Switchgear&Jaringan
7400 | UIW Sulselrabar | 7428 | PLN UP3 Makassar Selatan | 2530 | Gd Ry Mattoangin | ZST1 | PLN Stock Materials | 000000003200005 | CUT OUT ACC;FUSE LINK 20kV 20A | ZM0320 | BH | PRE-MEMORY | 0 | 0 | 0 | 0 | 1001 | HAR-Switchgear&Jaringan
7400 | UIW Sulselrabar | 7428 | PLN UP3 Makassar Selatan | 2530 | Gd Ry Mattoangin | ZST1 | PLN Stock Materials | 000000003200005 | CUT OUT ACC;FUSE LINK 20kV 20A | ZM0320 | BH | NORMAL | 9 | 0 | 0 | 0 | 1001 | HAR-Switchgear&Jaringan
7400 | UIW Sulselrabar | 7428 | PLN UP3 Makassar Selatan | 2530 | Gd Ry Mattoangin | ZST1 | PLN Stock Materials | 000000003200007 | CUT OUT ACC;FUSE LINK 20kV 25A | ZM0320 | BH | PRE-MEMORY | 0 | 0 | 0 | 0 | 1001 | HAR-Switchgear&Jaringan
7400 | UIW Sulselrabar | 7428 | PLN UP3 Makassar Selatan | 2530 | Gd Ry Mattoangin | ZST1 | PLN Stock Materials | 000000003200007 | CUT OUT ACC;FUSE LINK 20kV 25A | ZM0320 | BH | NORMAL | 12 | 0 | 0 | 0 | 1001 | HAR-Switchgear&Jaringan
7400 | UIW Sulselrabar | 7428 | PLN UP3 Makassar Selatan | 2530 | Gd Ry Mattoangin | ZST1 | PLN Stock Materials | 000000003200008 | CUT OUT ACC;FUSE LINK 20kV 2A | ZM0320 | BH | PRE-MEMORY | 0 | 0 | 0 | 0 | 1001 | HAR-Switchgear&Jaringan
7400 | UIW Sulselrabar | 7428 | PLN UP3 Makassar Selatan | 2530 | Gd Ry Mattoangin | ZST1 | PLN Stock Materials | 000000003200008 | CUT OUT ACC;FUSE LINK 20kV 2A | ZM0320 | BH | NORMAL | 0 | 0 | 0 | 0 | 1001 | HAR-Switchgear&Jaringan
7400 | UIW Sulselrabar | 7428 | PLN UP3 Makassar Selatan | 2530 | Gd Ry Mattoangin | ZST1 | PLN Stock Materials | 000000003200009 | CUT OUT ACC;FUSE LINK 20kV 30A | ZM0320 | BH | NORMAL | 0 | 0 | 0 | 0 | 1001 | HAR-Switchgear&Jaringan
7400 | UIW Sulselrabar | 7428 | PLN UP3 Makassar Selatan | 2530 | Gd Ry Mattoangin | ZST1 | PLN Stock Materials | 000000003200010 | CUT OUT ACC;FUSE LINK 20kV 3A | ZM0320 | BH | NORMAL | 82 | 0 | 0 | 0 | 1001 | HAR-Switchgear&Jaringan
7400 | UIW Sulselrabar | 7428 | PLN UP3 Makassar Selatan | 2530 | Gd Ry Mattoangin | ZST1 | PLN Stock Materials | 000000003200015 | CUT OUT ACC;FUSE LINK 20kV 6A | ZM0320 | BH | PRE-MEMORY | 0 | 0 | 0 | 0 | 1001 | HAR-Switchgear&Jaringan
7400 | UIW Sulselrabar | 7428 | PLN UP3 Makassar Selatan | 2530 | Gd Ry Mattoangin | ZST1 | PLN Stock Materials | 000000003200015 | CUT OUT ACC;FUSE LINK 20kV 6A | ZM0320 | BH | NORMAL | 2 | 0 | 0 | 0 | 1001 | HAR-Switchgear&Jaringan
7400 | UIW Sulselrabar | 7428 | PLN UP3 Makassar Selatan | 2530 | Gd Ry Mattoangin | ZST1 | PLN Stock Materials | 000000003200017 | CUT OUT ACC;FUSE LINK 20kV 8A | ZM0320 | BH | NORMAL | 25 | 0 | 0 | 0 | 1001 | HAR-Switchgear&Jaringan
7400 | UIW Sulselrabar | 7428 | PLN UP3 Makassar Selatan | 2530 | Gd Ry Mattoangin | ZST1 | PLN Stock Materials | 000000003200018 | CUT OUT ACC;FUSE LINK 20kV 5A | ZM0320 | BH | NORMAL | 0 | 0 | 0 | 0 | 1001 | HAR-Switchgear&Jaringan
7400 | UIW Sulselrabar | 7428 | PLN UP3 Makassar Selatan | 2530 | Gd Ry Mattoangin | ZST1 | PLN Stock Materials | 000000003250012 | MCB;220/250V;1P;2A;50Hz; | ZM0325 | BH | NORMAL | 0 | 0 | 0 | 0 | 1003 | HAR-Alat Ukur
7400 | UIW Sulselrabar | 7428 | PLN UP3 Makassar Selatan | 2530 | Gd Ry Mattoangin | ZST1 | PLN Stock Materials | 000000003250023 | MCB;380/440V;3P;160A;50Hz;MCCB | ZM0325 | BH | NORMAL | 0 | 0 | 0 | 0 | 1003 | HAR-Alat Ukur
7400 | UIW Sulselrabar | 7428 | PLN UP3 Makassar Selatan | 2530 | Gd Ry Mattoangin | ZST1 | PLN Stock Materials | 000000003250026 | MCB;380/440V;3P;300A;50Hz;MCCB | ZM0325 | BH | NORMAL | 0 | 0 | 0 | 0 | 1003 | HAR-Alat Ukur
7400 | UIW Sulselrabar | 7428 | PLN UP3 Makassar Selatan | 2530 | Gd Ry Mattoangin | ZST1 | PLN Stock Materials | 000000003250029 | MCB;380/440V;3P;50A;50Hz; | ZM0325 | BH | NORMAL | 0 | 0 | 0 | 0 | 1003 | HAR-Alat Ukur
7400 | UIW Sulselrabar | 7428 | PLN UP3 Makassar Selatan | 2530 | Gd Ry Mattoangin | ZST1 | PLN Stock Materials | 000000003250032 | MCB;380/440V;3P;63A;50Hz;MCCB | ZM0325 | BH | PRE-MEMORY | 0 | 0 | 0 | 0 | 1003 | HAR-Alat Ukur
7400 | UIW Sulselrabar | 7428 | PLN UP3 Makassar Selatan | 2530 | Gd Ry Mattoangin | ZST1 | PLN Stock Materials | 000000003250032 | MCB;380/440V;3P;63A;50Hz;MCCB | ZM0325 | BH | NORMAL | 0 | 0 | 0 | 0 | 1003 | HAR-Alat Ukur
7400 | UIW Sulselrabar | 7428 | PLN UP3 Makassar Selatan | 2530 | Gd Ry Mattoangin | ZST1 | PLN Stock Materials | 000000003250034 | MCB;380/440V;3P;80A;50Hz;MCCB | ZM0325 | BH | NORMAL | 1 | 0 | 0 | 0 | 1003 | HAR-Alat Ukur
7400 | UIW Sulselrabar | 7428 | PLN UP3 Makassar Selatan | 2530 | Gd Ry Mattoangin | ZST1 | PLN Stock Materials | 000000003250046 | MCB;230/400V;1P;2A;50Hz; | ZM0325 | BH | PRE-MEMORY | 0 | 0 | 0 | 0 | 1003 | HAR-Alat Ukur
7400 | UIW Sulselrabar | 7428 | PLN UP3 Makassar Selatan | 2530 | Gd Ry Mattoangin | ZST1 | PLN Stock Materials | 000000003250046 | MCB;230/400V;1P;2A;50Hz; | ZM0325 | BH | NORMAL | 54 | 0 | 0 | 0 | 1003 | HAR-Alat Ukur
7400 | UIW Sulselrabar | 7428 | PLN UP3 Makassar Selatan | 2530 | Gd Ry Mattoangin | ZST1 | PLN Stock Materials | 000000003250048 | MCB;230/400V;1P;4A;50Hz; | ZM0325 | BH | PRE-MEMORY | 0 | 0 | 0 | 0 | 1003 | HAR-Alat Ukur
7400 | UIW Sulselrabar | 7428 | PLN UP3 Makassar Selatan | 2530 | Gd Ry Mattoangin | ZST1 | PLN Stock Materials | 000000003250048 | MCB;230/400V;1P;4A;50Hz; | ZM0325 | BH | NORMAL | 710 | 0 | 0 | 0 | 1003 | HAR-Alat Ukur
7400 | UIW Sulselrabar | 7428 | PLN UP3 Makassar Selatan | 2530 | Gd Ry Mattoangin | ZST1 | PLN Stock Materials | 000000003250050 | MCB;230/400V;1P;6A;50Hz; | ZM0325 | BH | PRE-MEMORY | 0 | 0 | 0 | 0 | 1003 | HAR-Alat Ukur
7400 | UIW Sulselrabar | 7428 | PLN UP3 Makassar Selatan | 2530 | Gd Ry Mattoangin | ZST1 | PLN Stock Materials | 000000003250050 | MCB;230/400V;1P;6A;50Hz; | ZM0325 | BH | NORMAL | 439 | 0 | 0 | 0 | 1003 | HAR-Alat Ukur
7400 | UIW Sulselrabar | 7428 | PLN UP3 Makassar Selatan | 2530 | Gd Ry Mattoangin | ZST1 | PLN Stock Materials | 000000003250052 | MCB;230/400V;1P;10A;50Hz; | ZM0325 | BH | PRE-MEMORY | 0 | 0 | 0 | 0 | 1003 | HAR-Alat Ukur
7400 | UIW Sulselrabar | 7428 | PLN UP3 Makassar Selatan | 2530 | Gd Ry Mattoangin | ZST1 | PLN Stock Materials | 000000003250052 | MCB;230/400V;1P;10A;50Hz; | ZM0325 | BH | NORMAL | 257 | 0 | 0 | 0 | 1003 | HAR-Alat Ukur
7400 | UIW Sulselrabar | 7428 | PLN UP3 Makassar Selatan | 2530 | Gd Ry Mattoangin | ZST1 | PLN Stock Materials | 000000003250054 | MCB;230/400V;1P;16A;50Hz; | ZM0325 | BH | PRE-MEMORY | 0 | 0 | 0 | 0 | 1003 | HAR-Alat Ukur
7400 | UIW Sulselrabar | 7428 | PLN UP3 Makassar Selatan | 2530 | Gd Ry Mattoangin | ZST1 | PLN Stock Materials | 000000003250054 | MCB;230/400V;1P;16A;50Hz; | ZM0325 | BH | NORMAL | 34 | 0 | 0 | 0 | 1003 | HAR-Alat Ukur
7400 | UIW Sulselrabar | 7428 | PLN UP3 Makassar Selatan | 2530 | Gd Ry Mattoangin | ZST1 | PLN Stock Materials | 000000003250056 | MCB;230/400V;1P;20A;50Hz; | ZM0325 | BH | PRE-MEMORY | 0 | 0 | 0 | 0 | 1003 | HAR-Alat Ukur
7400 | UIW Sulselrabar | 7428 | PLN UP3 Makassar Selatan | 2530 | Gd Ry Mattoangin | ZST1 | PLN Stock Materials | 000000003250056 | MCB;230/400V;1P;20A;50Hz; | ZM0325 | BH | NORMAL | 31 | 0 | 0 | 0 | 1003 | HAR-Alat Ukur
7400 | UIW Sulselrabar | 7428 | PLN UP3 Makassar Selatan | 2530 | Gd Ry Mattoangin | ZST1 | PLN Stock Materials | 000000003250058 | MCB;230/400V;1P;25A;50Hz; | ZM0325 | BH | PRE-MEMORY | 0 | 0 | 0 | 0 | 1003 | HAR-Alat Ukur
7400 | UIW Sulselrabar | 7428 | PLN UP3 Makassar Selatan | 2530 | Gd Ry Mattoangin | ZST1 | PLN Stock Materials | 000000003250058 | MCB;230/400V;1P;25A;50Hz; | ZM0325 | BH | NORMAL | 56 | 0 | 0 | 0 | 1003 | HAR-Alat Ukur
7400 | UIW Sulselrabar | 7428 | PLN UP3 Makassar Selatan | 2530 | Gd Ry Mattoangin | ZST1 | PLN Stock Materials | 000000003250059 | MCB;230/400V;1P;35A;50Hz; | ZM0325 | BH | NORMAL | 0 | 0 | 0 | 0 | 1003 | HAR-Alat Ukur
7400 | UIW Sulselrabar | 7428 | PLN UP3 Makassar Selatan | 2530 | Gd Ry Mattoangin | ZST1 | PLN Stock Materials | 000000003250060 | MCB;230/400V;1P;50A;50Hz; | ZM0325 | BH | PRE-MEMORY | 0 | 0 | 0 | 0 | 1003 | HAR-Alat Ukur
7400 | UIW Sulselrabar | 7428 | PLN UP3 Makassar Selatan | 2530 | Gd Ry Mattoangin | ZST1 | PLN Stock Materials | 000000003250060 | MCB;230/400V;1P;50A;50Hz; | ZM0325 | BH | NORMAL | 23 | 0 | 0 | 0 | 1003 | HAR-Alat Ukur
7400 | UIW Sulselrabar | 7428 | PLN UP3 Makassar Selatan | 2530 | Gd Ry Mattoangin | ZST1 | PLN Stock Materials | 000000003250063 | MCB;380/440V;3P;100A;50HZ;MCCB | ZM0325 | BH | PRE-MEMORY | 0 | 0 | 0 | 0 | 1003 | HAR-Alat Ukur
7400 | UIW Sulselrabar | 7428 | PLN UP3 Makassar Selatan | 2530 | Gd Ry Mattoangin | ZST1 | PLN Stock Materials | 000000003250063 | MCB;380/440V;3P;100A;50HZ;MCCB | ZM0325 | BH | NORMAL | 0 | 0 | 0 | 0 | 1003 | HAR-Alat Ukur
7400 | UIW Sulselrabar | 7428 | PLN UP3 Makassar Selatan | 2530 | Gd Ry Mattoangin | ZST1 | PLN Stock Materials | 000000003250064 | MCB;380/440V;3P;125A;50HZ;MCCB | ZM0325 | BH | NORMAL | 1 | 0 | 0 | 0 | 1003 | HAR-Alat Ukur
7400 | UIW Sulselrabar | 7428 | PLN UP3 Makassar Selatan | 2530 | Gd Ry Mattoangin | ZST1 | PLN Stock Materials | 000000003250065 | MCB;380/440V;3P;250A;50HZ;MCCB | ZM0325 | BH | NORMAL | 0 | 0 | 0 | 0 | 1003 | HAR-Alat Ukur
7400 | UIW Sulselrabar | 7428 | PLN UP3 Makassar Selatan | 2530 | Gd Ry Mattoangin | ZST1 | PLN Stock Materials | 000000003250076 | MCB;230/400V;3P;200A;50Hz;MCCB | ZM0325 | BH | NORMAL | 0 | 0 | 0 | 0 | 1003 | HAR-Alat Ukur
7400 | UIW Sulselrabar | 7428 | PLN UP3 Makassar Selatan | 2530 | Gd Ry Mattoangin | ZST1 | PLN Stock Materials | 000000003250078 | MCB;230/400V;3P;250A;50Hz;MCCB | ZM0325 | BH | NORMAL | 0 | 0 | 0 | 0 | 1003 | HAR-Alat Ukur
7400 | UIW Sulselrabar | 7428 | PLN UP3 Makassar Selatan | 2530 | Gd Ry Mattoangin | ZST1 | PLN Stock Materials | 000000003250097 | MCB;230/400V;3P;10A;50Hz; | ZM0325 | BH | PRE-MEMORY | 0 | 0 | 0 | 0 | 1003 | HAR-Alat Ukur
7400 | UIW Sulselrabar | 7428 | PLN UP3 Makassar Selatan | 2530 | Gd Ry Mattoangin | ZST1 | PLN Stock Materials | 000000003250097 | MCB;230/400V;3P;10A;50Hz; | ZM0325 | BH | NORMAL | 15 | 0 | 0 | 0 | 1003 | HAR-Alat Ukur
7400 | UIW Sulselrabar | 7428 | PLN UP3 Makassar Selatan | 2530 | Gd Ry Mattoangin | ZST1 | PLN Stock Materials | 000000003250099 | MCB;230/400V;3P;16A;50Hz; | ZM0325 | BH | PRE-MEMORY | 0 | 0 | 0 | 0 | 1003 | HAR-Alat Ukur
7400 | UIW Sulselrabar | 7428 | PLN UP3 Makassar Selatan | 2530 | Gd Ry Mattoangin | ZST1 | PLN Stock Materials | 000000003250099 | MCB;230/400V;3P;16A;50Hz; | ZM0325 | BH | NORMAL | 11 | 0 | 0 | 0 | 1003 | HAR-Alat Ukur
7400 | UIW Sulselrabar | 7428 | PLN UP3 Makassar Selatan | 2530 | Gd Ry Mattoangin | ZST1 | PLN Stock Materials | 000000003250100 | MCB;230/400V;3P;20A;50Hz; | ZM0325 | BH | PRE-MEMORY | 0 | 0 | 0 | 0 | 1003 | HAR-Alat Ukur
7400 | UIW Sulselrabar | 7428 | PLN UP3 Makassar Selatan | 2530 | Gd Ry Mattoangin | ZST1 | PLN Stock Materials | 000000003250100 | MCB;230/400V;3P;20A;50Hz; | ZM0325 | BH | NORMAL | 13 | 0 | 0 | 0 | 1003 | HAR-Alat Ukur
7400 | UIW Sulselrabar | 7428 | PLN UP3 Makassar Selatan | 2530 | Gd Ry Mattoangin | ZST1 | PLN Stock Materials | 000000003250102 | MCB;230/400V;3P;25A;50Hz; | ZM0325 | BH | PRE-MEMORY | 0 | 0 | 0 | 0 | 1003 | HAR-Alat Ukur
7400 | UIW Sulselrabar | 7428 | PLN UP3 Makassar Selatan | 2530 | Gd Ry Mattoangin | ZST1 | PLN Stock Materials | 000000003250102 | MCB;230/400V;3P;25A;50Hz; | ZM0325 | BH | NORMAL | 9 | 0 | 0 | 0 | 1003 | HAR-Alat Ukur
7400 | UIW Sulselrabar | 7428 | PLN UP3 Makassar Selatan | 2530 | Gd Ry Mattoangin | ZST1 | PLN Stock Materials | 000000003250103 | MCB;230/400V;3P;35A;50Hz; | ZM0325 | BH | PRE-MEMORY | 0 | 0 | 0 | 0 | 1003 | HAR-Alat Ukur
7400 | UIW Sulselrabar | 7428 | PLN UP3 Makassar Selatan | 2530 | Gd Ry Mattoangin | ZST1 | PLN Stock Materials | 000000003250103 | MCB;230/400V;3P;35A;50Hz; | ZM0325 | BH | NORMAL | 11 | 0 | 0 | 0 | 1003 | HAR-Alat Ukur
7400 | UIW Sulselrabar | 7428 | PLN UP3 Makassar Selatan | 2530 | Gd Ry Mattoangin | ZST1 | PLN Stock Materials | 000000003250292 | MCB;230/400V;3P;63A;50HZ;MCCB+SHUNTTRIP | ZM0325 | BH | NORMAL | 0 | 0 | 0 | 0 | 1003 | HAR-Alat Ukur
7400 | UIW Sulselrabar | 7428 | PLN UP3 Makassar Selatan | 2530 | Gd Ry Mattoangin | ZST1 | PLN Stock Materials | 000000003250299 | MCB;230/415V;3P;300A;50Hz;MCCB+SHUNTTRIP | ZM0325 | BH | NORMAL | 0 | 0 | 0 | 0 | 1003 | HAR-Alat Ukur
7400 | UIW Sulselrabar | 7428 | PLN UP3 Makassar Selatan | 2530 | Gd Ry Mattoangin | ZST1 | PLN Stock Materials | 000000003250300 | MCB;230/415V;3P;80A;50Hz;MCCB+SHUNTTRIP | ZM0325 | BH | NORMAL | 0 | 0 | 0 | 0 | 1003 | HAR-Alat Ukur
7400 | UIW Sulselrabar | 7428 | PLN UP3 Makassar Selatan | 2530 | Gd Ry Mattoangin | ZST1 | PLN Stock Materials | 000000003250301 | MCB;230/415V;3P;100A;50Hz;MCCB+SHUNTTRIP | ZM0325 | BH | NORMAL | 0 | 0 | 0 | 0 | 1003 | HAR-Alat Ukur
7400 | UIW Sulselrabar | 7428 | PLN UP3 Makassar Selatan | 2530 | Gd Ry Mattoangin | ZST1 | PLN Stock Materials | 000000003250303 | MCB;230/415V;3P;160A;50Hz;MCCB+SHUNTTRIP | ZM0325 | BH | NORMAL | 0 | 0 | 0 | 0 | 1003 | HAR-Alat Ukur
7400 | UIW Sulselrabar | 7428 | PLN UP3 Makassar Selatan | 2530 | Gd Ry Mattoangin | ZST1 | PLN Stock Materials | 000000003260018 | LVSB;DIST;3P;380V;630A;4LINE;OD | ZM0326 | SET | NORMAL | 0 | 0 | 0 | 0 | 1001 | HAR-Switchgear&Jaringan
7400 | UIW Sulselrabar | 7428 | PLN UP3 Makassar Selatan | 2530 | Gd Ry Mattoangin | ZST1 | PLN Stock Materials | 000000003260027 | LVSB;DIST;3P;380V;250A;2LINE;OD | ZM0326 | U | NORMAL | 0 | 0 | 0 | 0 | 1001 | HAR-Switchgear&Jaringan
7400 | UIW Sulselrabar | 7428 | PLN UP3 Makassar Selatan | 2530 | Gd Ry Mattoangin | ZST1 | PLN Stock Materials | 000000003260161 | LVSB;DIST;3P;400V;250A;2LINE;OD | ZM0326 | SET | NORMAL | 0 | 0 | 0 | 0 | 1001 | HAR-Switchgear&Jaringan
7400 | UIW Sulselrabar | 7428 | PLN UP3 Makassar Selatan | 2530 | Gd Ry Mattoangin | ZST1 | PLN Stock Materials | 000000003260226 | LVSB;DIST;3P;400V;630A;4LINE;OD | ZM0326 | SET | NORMAL | 0 | 0 | 0 | 0 | 1001 | HAR-Switchgear&Jaringan
7400 | UIW Sulselrabar | 7428 | PLN UP3 Makassar Selatan | 2530 | Gd Ry Mattoangin | ZST1 | PLN Stock Materials | 000000003260237 | LVSB;DIST;3P;400V;400A;2LINE;OD | ZM0326 | SET | NORMAL | 0 | 0 | 0 | 0 | 1001 | HAR-Switchgear&Jaringan
7400 | UIW Sulselrabar | 7428 | PLN UP3 Makassar Selatan | 2530 | Gd Ry Mattoangin | ZST1 | PLN Stock Materials | 000000003270029 | LVSB ACC;FUSE HOLDER 400A | ZM0327 | BH | NORMAL | 17 | 0 | 0 | 0 | 1001 | HAR-Switchgear&Jaringan
7400 | UIW Sulselrabar | 7428 | PLN UP3 Makassar Selatan | 2530 | Gd Ry Mattoangin | ZST1 | PLN Stock Materials | 000000003270063 | LVSB ACC;FUSE HOLDER 250A | ZM0327 | BH | NORMAL | 0 | 0 | 0 | 0 | 1001 | HAR-Switchgear&Jaringan
7400 | UIW Sulselrabar | 7428 | PLN UP3 Makassar Selatan | 2530 | Gd Ry Mattoangin | ZST1 | PLN Stock Materials | 000000003270170 | LVSB ACC;FUSE HOLDER 630A | ZM0327 | BH | PRE-MEMORY | 0 | 0 | 0 | 0 | 1001 | HAR-Switchgear&Jaringan
7400 | UIW Sulselrabar | 7428 | PLN UP3 Makassar Selatan | 2530 | Gd Ry Mattoangin | ZST1 | PLN Stock Materials | 000000003270170 | LVSB ACC;FUSE HOLDER 630A | ZM0327 | BH | NORMAL | 20 | 0 | 0 | 0 | 1001 | HAR-Switchgear&Jaringan
7400 | UIW Sulselrabar | 7428 | PLN UP3 Makassar Selatan | 2530 | Gd Ry Mattoangin | ZST1 | PLN Stock Materials | 000000003280010 | CONN;;PG W TO W;AL;D35.75-35.75mm2;BOLT | ZM0328 | BH | PRE-MEMORY | 0 | 0 | 0 | 0 | 1001 | HAR-Switchgear&Jaringan
7400 | UIW Sulselrabar | 7428 | PLN UP3 Makassar Selatan | 2530 | Gd Ry Mattoangin | ZST1 | PLN Stock Materials | 000000003280010 | CONN;;PG W TO W;AL;D35.75-35.75mm2;BOLT | ZM0328 | BH | NORMAL | 0 | 0 | 0 | 0 | 1001 | HAR-Switchgear&Jaringan
7400 | UIW Sulselrabar | 7428 | PLN UP3 Makassar Selatan | 2530 | Gd Ry Mattoangin | ZST1 | PLN Stock Materials | 000000003280087 | CONN;1kV;PIER;AL;6-25/35-70mm2;BOLT;WP | ZM0328 | BH | NORMAL | 0 | 0 | 0 | 0 | 1001 | HAR-Switchgear&Jaringan
7400 | UIW Sulselrabar | 7428 | PLN UP3 Makassar Selatan | 2530 | Gd Ry Mattoangin | ZST1 | PLN Stock Materials | 000000003280095 | CONN;20kV;H;AL;50-70mm2;PRS; | ZM0328 | BH | PRE-MEMORY | 0 | 0 | 0 | 0 | 1001 | HAR-Switchgear&Jaringan
7400 | UIW Sulselrabar | 7428 | PLN UP3 Makassar Selatan | 2530 | Gd Ry Mattoangin | ZST1 | PLN Stock Materials | 000000003280095 | CONN;20kV;H;AL;50-70mm2;PRS; | ZM0328 | BH | NORMAL | 0 | 0 | 0 | 0 | 1001 | HAR-Switchgear&Jaringan
7400 | UIW Sulselrabar | 7428 | PLN UP3 Makassar Selatan | 2530 | Gd Ry Mattoangin | ZST1 | PLN Stock Materials | 000000003280139 | CONN;20kV;H;AL;70-70/70-70mm2;PRS; | ZM0328 | BH | NORMAL | 0 | 0 | 0 | 0 | 1001 | HAR-Switchgear&Jaringan
7400 | UIW Sulselrabar | 7428 | PLN UP3 Makassar Selatan | 2530 | Gd Ry Mattoangin | ZST1 | PLN Stock Materials | 000000003280185 | CONN;20kV;H;AL;150-150mm2;PRS; | ZM0328 | BH | NORMAL | 0 | 0 | 0 | 0 | 1001 | HAR-Switchgear&Jaringan
7400 | UIW Sulselrabar | 7428 | PLN UP3 Makassar Selatan | 2530 | Gd Ry Mattoangin | ZST1 | PLN Stock Materials | 000000003280253 | CONN;20kV;H;AL;70-150mm2;PRS; | ZM0328 | BH | PRE-MEMORY | 0 | 0 | 0 | 0 | 1001 | HAR-Switchgear&Jaringan
7400 | UIW Sulselrabar | 7428 | PLN UP3 Makassar Selatan | 2530 | Gd Ry Mattoangin | ZST1 | PLN Stock Materials | 000000003280253 | CONN;20kV;H;AL;70-150mm2;PRS; | ZM0328 | BH | NORMAL | 0 | 0 | 0 | 0 | 1001 | HAR-Switchgear&Jaringan
7400 | UIW Sulselrabar | 7428 | PLN UP3 Makassar Selatan | 2530 | Gd Ry Mattoangin | ZST1 | PLN Stock Materials | 000000003280337 | CONN;1kV;PIER;AL;6-25/35-70mm2;2BOLT;WP | ZM0328 | BH | PRE-MEMORY | 0 | 0 | 0 | 0 | 1001 | HAR-Switchgear&Jaringan
7400 | UIW Sulselrabar | 7428 | PLN UP3 Makassar Selatan | 2530 | Gd Ry Mattoangin | ZST1 | PLN Stock Materials | 000000003280337 | CONN;1kV;PIER;AL;6-25/35-70mm2;2BOLT;WP | ZM0328 | BH | NORMAL | 0 | 0 | 0 | 0 | 1001 | HAR-Switchgear&Jaringan
7400 | UIW Sulselrabar | 7428 | PLN UP3 Makassar Selatan | 2530 | Gd Ry Mattoangin | ZST1 | PLN Stock Materials | 000000004120005 | BOX;APPVI NCBL;ST PLATE; | ZM0412 | BH | NORMAL | 0 | 0 | 0 | 0 | 1003 | HAR-Alat Ukur
7400 | UIW Sulselrabar | 7428 | PLN UP3 Makassar Selatan | 2530 | Gd Ry Mattoangin | ZST1 | PLN Stock Materials | 000000004120049 | BOX;APPIII;ST PLATE 2mm; | ZM0412 | BH | NORMAL | 0 | 0 | 0 | 0 | 1003 | HAR-Alat Ukur
7400 | UIW Sulselrabar | 7428 | PLN UP3 Makassar Selatan | 2530 | Gd Ry Mattoangin | ZST1 | PLN Stock Materials | 000000004120054 | BOX;APPVI TR;ST PLATE 2mm; | ZM0412 | BH | NORMAL | 0 | 0 | 0 | 0 | 1003 | HAR-Alat Ukur
7400 | UIW Sulselrabar | 7428 | PLN UP3 Makassar Selatan | 2530 | Gd Ry Mattoangin | ZST1 | PLN Stock Materials | 000000004120101 | BOX;MER TRIP MODEM MCCB CT TR 41,5KVA EN | ZM0412 | SET | NORMAL | 0 | 0 | 0 | 0 | 1003 | HAR-Alat Ukur
7400 | UIW Sulselrabar | 7428 | PLN UP3 Makassar Selatan | 2530 | Gd Ry Mattoangin | ZST1 | PLN Stock Materials | 000000004120102 | BOX;MER TRIP MODEM MCCB CT TR 53KVA | ZM0412 | SET | NORMAL | 0 | 0 | 0 | 0 | 1003 | HAR-Alat Ukur
7400 | UIW Sulselrabar | 7428 | PLN UP3 Makassar Selatan | 2530 | Gd Ry Mattoangin | ZST1 | PLN Stock Materials | 000000004120103 | BOX;MER TRIP MODEM MCCB CT TR 66KVA | ZM0412 | SET | NORMAL | 0 | 0 | 0 | 0 | 1003 | HAR-Alat Ukur
7400 | UIW Sulselrabar | 7428 | PLN UP3 Makassar Selatan | 2530 | Gd Ry Mattoangin | ZST1 | PLN Stock Materials | 000000004120104 | BOX;MER TRIP MODEM MCCB CT TR 82,5KVA | ZM0412 | SET | NORMAL | 0 | 0 | 0 | 0 | 1003 | HAR-Alat Ukur
7400 | UIW Sulselrabar | 7428 | PLN UP3 Makassar Selatan | 2530 | Gd Ry Mattoangin | ZST1 | PLN Stock Materials | 000000004120105 | BOX;MER TRIP MODEM MCCB CT TR 105KVA | ZM0412 | SET | NORMAL | 0 | 0 | 0 | 0 | 1003 | HAR-Alat Ukur
7400 | UIW Sulselrabar | 7428 | PLN UP3 Makassar Selatan | 2530 | Gd Ry Mattoangin | ZST1 | PLN Stock Materials | 000000004120106 | BOX;MER TRIP MODEM MCCB CT TR 131KVA | ZM0412 | SET | NORMAL | 0 | 0 | 0 | 0 | 1003 | HAR-Alat Ukur
7400 | UIW Sulselrabar | 7428 | PLN UP3 Makassar Selatan | 2530 | Gd Ry Mattoangin | ZST1 | PLN Stock Materials | 000000004120107 | BOX;MER TRIP MODEM MCCB CT TR 147KVA | ZM0412 | SET | NORMAL | 0 | 0 | 0 | 0 | 1003 | HAR-Alat Ukur
7400 | UIW Sulselrabar | 7428 | PLN UP3 Makassar Selatan | 2530 | Gd Ry Mattoangin | ZST1 | PLN Stock Materials | 000000004120108 | BOX;MER TRIP MODEM MCCB CT TR 164KVA | ZM0412 | SET | NORMAL | 0 | 0 | 0 | 0 | 1003 | HAR-Alat Ukur
7400 | UIW Sulselrabar | 7428 | PLN UP3 Makassar Selatan | 2530 | Gd Ry Mattoangin | ZST1 | PLN Stock Materials | 000000004120109 | BOX;MER TRIP MODEM MCCB CT TR 197KVA | ZM0412 | SET | NORMAL | 0 | 0 | 0 | 0 | 1003 | HAR-Alat Ukur
7400 | UIW Sulselrabar | 7428 | PLN UP3 Makassar Selatan | 2530 | Gd Ry Mattoangin | ZST1 | PLN Stock Materials | 000000004120121 | BOX;MER TRIP MODEM MCCB CT TR 23KVA | ZM0412 | SET | NORMAL | 3 | 0 | 0 | 0 | 1003 | HAR-Alat Ukur
7400 | UIW Sulselrabar | 7428 | PLN UP3 Makassar Selatan | 2530 | Gd Ry Mattoangin | ZST1 | PLN Stock Materials | 000000004120194 | BOX;APPIII MCB 25A;PLAT2mm;420X200X644mm | ZM0412 | SET | NORMAL | 1 | 0 | 0 | 0 | 1003 | HAR-Alat Ukur
7400 | UIW Sulselrabar | 7428 | PLN UP3 Makassar Selatan | 2530 | Gd Ry Mattoangin | ZST1 | PLN Stock Materials | 000000004120222 | BOX;APPIII MCB 10A;PLAT2MM;420X200X644MM | ZM0412 | SET | NORMAL | 1 | 0 | 0 | 0 | 1003 | HAR-Alat Ukur
7400 | UIW Sulselrabar | 7428 | PLN UP3 Makassar Selatan | 2530 | Gd Ry Mattoangin | ZST1 | PLN Stock Materials | 000000004120284 | BOX;AMR COMBO;82,5KVA;+Shunt-Trip | ZM0412 | U | NORMAL | 1 | 0 | 0 | 0 | 1003 | HAR-Alat Ukur
7400 | UIW Sulselrabar | 7428 | PLN UP3 Makassar Selatan | 2530 | Gd Ry Mattoangin | ZST1 | PLN Stock Materials | 000000004120285 | BOX;AMR COMBO;105KVA;+Shunt-Trip | ZM0412 | U | NORMAL | 0 | 0 | 0 | 0 | 1003 | HAR-Alat Ukur
7400 | UIW Sulselrabar | 7428 | PLN UP3 Makassar Selatan | 2530 | Gd Ry Mattoangin | ZST1 | PLN Stock Materials | 000000004120286 | BOX;AMR COMBO;131KVA;+Shunt-Trip | ZM0412 | U | NORMAL | 0 | 0 | 0 | 0 | 1003 | HAR-Alat Ukur
7400 | UIW Sulselrabar | 7428 | PLN UP3 Makassar Selatan | 2530 | Gd Ry Mattoangin | ZST1 | PLN Stock Materials | 000000004120287 | BOX;AMR COMBO;164KVA;+Shunt-Trip | ZM0412 | U | NORMAL | 0 | 0 | 0 | 0 | 1003 | HAR-Alat Ukur
7400 | UIW Sulselrabar | 7428 | PLN UP3 Makassar Selatan | 2530 | Gd Ry Mattoangin | ZST1 | PLN Stock Materials | 000000004120289 | BOX;AMR COMBO;147KVA;+Shunt-Trip | ZM0412 | U | NORMAL | 0 | 0 | 0 | 0 | 1003 | HAR-Alat Ukur
7400 | UIW Sulselrabar | 7428 | PLN UP3 Makassar Selatan | 2530 | Gd Ry Mattoangin | ZST1 | PLN Stock Materials | 000000004120305 | BOX;APPIII MCB 25A;STPLATE;645X400X200MM | ZM0412 | BH | NORMAL | 0 | 0 | 0 | 0 | 1003 | HAR-Alat Ukur
7400 | UIW Sulselrabar | 7428 | PLN UP3 Makassar Selatan | 2530 | Gd Ry Mattoangin | ZST1 | PLN Stock Materials | 000000004120308 | BOX;APPIII MCB 63A;STPLATE;840X330X170MM | ZM0412 | BH | NORMAL | 0 | 0 | 0 | 0 | 1003 | HAR-Alat Ukur
7400 | UIW Sulselrabar | 7428 | PLN UP3 Makassar Selatan | 2530 | Gd Ry Mattoangin | ZST1 | PLN Stock Materials | 000000004120320 | BOX;AMR COMBO;53KVA;+SHUNT-TRIP | ZM0412 | BH | NORMAL | 0 | 0 | 0 | 0 | 1003 | HAR-Alat Ukur
7400 | UIW Sulselrabar | 7428 | PLN UP3 Makassar Selatan | 2530 | Gd Ry Mattoangin | ZST1 | PLN Stock Materials | 000000004120321 | BOX;AMR COMBO;66KVA;+SHUNT-TRIP | ZM0412 | BH | NORMAL | 0 | 0 | 0 | 0 | 1003 | HAR-Alat Ukur
7400 | UIW Sulselrabar | 7428 | PLN UP3 Makassar Selatan | 2530 | Gd Ry Mattoangin | ZST1 | PLN Stock Materials | 000000004120325 | BOX;PANEL HOOK SPLU;PLAT 1.6MM; | ZM0412 | BH | NORMAL | 0 | 0 | 0 | 0 | 1005 | HAR-Persediaan Umum
7400 | UIW Sulselrabar | 7428 | PLN UP3 Makassar Selatan | 2530 | Gd Ry Mattoangin | ZST1 | PLN Stock Materials | 000000004120395 | BOX;APPMCCB16ASTRIP;ST1.2;645X400X200MM | ZM0412 | BH | NORMAL | 3 | 0 | 0 | 0 | 1003 | HAR-Alat Ukur
7400 | UIW Sulselrabar | 7428 | PLN UP3 Makassar Selatan | 2530 | Gd Ry Mattoangin | ZST1 | PLN Stock Materials | 000000004160016 | CABLE CTRL;NYAF;1X6mm2;0.6/1kV;OH | ZM0416 | M | NORMAL | 0 | 0 | 0 | 0 | 1002 | HAR-Kabel
7400 | UIW Sulselrabar | 7428 | PLN UP3 Makassar Selatan | 2530 | Gd Ry Mattoangin | ZST1 | PLN Stock Materials | 000000004170069 | CABLE CTRL ACC;LARGE ANGLE ASS 50-70mm | ZM0417 | BH | NORMAL | 0 | 0 | 0 | 0 | 1002 | HAR-Kabel
7400 | UIW Sulselrabar | 7428 | PLN UP3 Makassar Selatan | 2530 | Gd Ry Mattoangin | ZST1 | PLN Stock Materials | 000000004190256 | UNIV ACC;GROUND PIPE 1.5"X2.75M+BC 50 | ZM0419 | BTG | NORMAL | 0 | 0 | 0 | 0 | 1005 | HAR-Persediaan Umum
7400 | UIW Sulselrabar | 7428 | PLN UP3 Makassar Selatan | 2530 | Gd Ry Mattoangin | ZST1 | PLN Stock Materials | 000000007011080 | TOOL M;INSULATING VARNISH RED SPRAY | ZM0701 | CAN | NORMAL | 0 | 0 | 0 | 0 | 1005 | HAR-Persediaan Umum
7400 | UIW Sulselrabar | 7428 | PLN UP3 Makassar Selatan | 2520 | Gd Ry Panakkukan | ZST1 | PLN Stock Materials | 000000002030022 | DS;K;20kV;3P;630A;;;OD | ZM0203 | U | NORMAL | 0 | 0 | 0 | 0 | 1001 | HAR-Switchgear&Jaringan
7400 | UIW Sulselrabar | 7428 | PLN UP3 Makassar Selatan | 2520 | Gd Ry Panakkukan | ZST1 | PLN Stock Materials | 000000002050097 | CT;380/220V;RING;100/5A;1;5VA;P | ZM0205 | BH | NORMAL | 33 | 0 | 0 | 0 | 1001 | HAR-Switchgear&Jaringan
7400 | UIW Sulselrabar | 7428 | PLN UP3 Makassar Selatan | 2520 | Gd Ry Panakkukan | ZST1 | PLN Stock Materials | 000000002050103 | CT;380/220V;RING;200/5A;0.5;5VA;P | ZM0205 | BH | NORMAL | 0 | 0 | 0 | 0 | 1001 | HAR-Switchgear&Jaringan
7400 | UIW Sulselrabar | 7428 | PLN UP3 Makassar Selatan | 2520 | Gd Ry Panakkukan | ZST1 | PLN Stock Materials | 000000002050730 | CT;380/220V;RING;125/5A;1;3.75VA;P | ZM0205 | BH | NORMAL | 0 | 0 | 0 | 0 | 1001 | HAR-Switchgear&Jaringan
7400 | UIW Sulselrabar | 7428 | PLN UP3 Makassar Selatan | 2520 | Gd Ry Panakkukan | ZST1 | PLN Stock Materials | 000000002090032 | LA;20-24kV;K;10kA;POLYMER;; | ZM0209 | BH | NORMAL | 0 | 0 | 0 | 0 | 1001 | HAR-Switchgear&Jaringan
7400 | UIW Sulselrabar | 7428 | PLN UP3 Makassar Selatan | 2520 | Gd Ry Panakkukan | ZST1 | PLN Stock Materials | 000000002190045 | MTR;kWH M;;1P;230V;20-60A;2;;2W | ZM0219 | BH | NORMAL | 0 | 0 | 0 | 0 | 1003 | HAR-Alat Ukur
7400 | UIW Sulselrabar | 7428 | PLN UP3 Makassar Selatan | 2520 | Gd Ry Panakkukan | ZST1 | PLN Stock Materials | 000000002190052 | MTR;kWH M;;3P;220/380V;20-60A;2;ST;4W | ZM0219 | BH | PRE-MEMORY | 0 | 0 | 0 | 0 | 1003 | HAR-Alat Ukur
7400 | UIW Sulselrabar | 7428 | PLN UP3 Makassar Selatan | 2520 | Gd Ry Panakkukan | ZST1 | PLN Stock Materials | 000000002190064 | MTR;kWH MCOM;;1P;230V;20-60A-25A;2;ST;2W | ZM0219 | BH | PRE-MEMORY | 0 | 0 | 0 | 0 | 1003 | HAR-Alat Ukur
7400 | UIW Sulselrabar | 7428 | PLN UP3 Makassar Selatan | 2520 | Gd Ry Panakkukan | ZST1 | PLN Stock Materials | 000000002190065 | MTR;kWH MCOM;;1P;230V;20-60A-35A;2;ST;2W | ZM0219 | BH | PRE-MEMORY | 0 | 0 | 0 | 0 | 1003 | HAR-Alat Ukur
7400 | UIW Sulselrabar | 7428 | PLN UP3 Makassar Selatan | 2520 | Gd Ry Panakkukan | ZST1 | PLN Stock Materials | 000000002190096 | MTR;KWHMCOM;;1P;230V;5-20A MINMCB;2;ST; | ZM0219 | BH | NORMAL | 0 | 0 | 0 | 0 | 1003 | HAR-Alat Ukur
7400 | UIW Sulselrabar | 7428 | PLN UP3 Makassar Selatan | 2520 | Gd Ry Panakkukan | ZST1 | PLN Stock Materials | 000000002190210 | MTR;kWH M;;3P;220/380V;5-20A;1;ST;4W | ZM0219 | BH | PRE-MEMORY | 0 | 0 | 0 | 0 | 1003 | HAR-Alat Ukur
7400 | UIW Sulselrabar | 7428 | PLN UP3 Makassar Selatan | 2520 | Gd Ry Panakkukan | ZST1 | PLN Stock Materials | 000000002190210 | MTR;kWH M;;3P;220/380V;5-20A;1;ST;4W | ZM0219 | BH | NORMAL | 0 | 0 | 0 | 0 | 1003 | HAR-Alat Ukur
7400 | UIW Sulselrabar | 7428 | PLN UP3 Makassar Selatan | 2520 | Gd Ry Panakkukan | ZST1 | PLN Stock Materials | 000000002190218 | MTR;kWH E;;3P;230/400V;5-80A;1;;4W | ZM0219 | BH | PRE-MEMORY | 0 | 0 | 0 | 0 | 1003 | HAR-Alat Ukur
7400 | UIW Sulselrabar | 7428 | PLN UP3 Makassar Selatan | 2520 | Gd Ry Panakkukan | ZST1 | PLN Stock Materials | 000000002190218 | MTR;kWH E;;3P;230/400V;5-80A;1;;4W | ZM0219 | BH | NORMAL | 35 | 0 | 0 | 0 | 1003 | HAR-Alat Ukur
7400 | UIW Sulselrabar | 7428 | PLN UP3 Makassar Selatan | 2520 | Gd Ry Panakkukan | ZST1 | PLN Stock Materials | 000000002190219 | MTR;kWH E;;3P;57.7/240V;5-10A;0.5;;4W | ZM0219 | BH | NORMAL | 0 | 0 | 0 | 0 | 1003 | HAR-Alat Ukur
7400 | UIW Sulselrabar | 7428 | PLN UP3 Makassar Selatan | 2520 | Gd Ry Panakkukan | ZST1 | PLN Stock Materials | 000000002190224 | MTR;kWH E-PR;;1P;230V;5-60A;1;;2W | ZM0219 | BH | PRE-MEMORY | 0 | 0 | 0 | 0 | 1003 | HAR-Alat Ukur
7400 | UIW Sulselrabar | 7428 | PLN UP3 Makassar Selatan | 2520 | Gd Ry Panakkukan | ZST1 | PLN Stock Materials | 000000002190224 | MTR;kWH E-PR;;1P;230V;5-60A;1;;2W | ZM0219 | BH | NORMAL | 548 | 0 | 0 | 0 | 1003 | HAR-Alat Ukur
7400 | UIW Sulselrabar | 7428 | PLN UP3 Makassar Selatan | 2520 | Gd Ry Panakkukan | ZST1 | PLN Stock Materials | 000000002190231 | MTR;kWH E;;1P;230V;5-40A;1;;2W | ZM0219 | BH | PRE-MEMORY | 0 | 0 | 0 | 0 | 1003 | HAR-Alat Ukur
7400 | UIW Sulselrabar | 7428 | PLN UP3 Makassar Selatan | 2520 | Gd Ry Panakkukan | ZST1 | PLN Stock Materials | 000000002190231 | MTR;kWH E;;1P;230V;5-40A;1;;2W | ZM0219 | BH | NORMAL | 180 | 0 | 0 | 0 | 1003 | HAR-Alat Ukur
7400 | UIW Sulselrabar | 7428 | PLN UP3 Makassar Selatan | 2520 | Gd Ry Panakkukan | ZST1 | PLN Stock Materials | 000000002190244 | MTR;KWHE-PR-COM;1P;230V;5-60;1;2W;MINMCB | ZM0219 | BH | NORMAL | 0 | 0 | 0 | 0 | 1003 | HAR-Alat Ukur
7400 | UIW Sulselrabar | 7428 | PLN UP3 Makassar Selatan | 2520 | Gd Ry Panakkukan | ZST1 | PLN Stock Materials | 000000002190253 | MTR;kWH E;3P;230/400V;5-10A;1;;4W | ZM0219 | BH | NORMAL | 0 | 0 | 0 | 0 | 1003 | HAR-Alat Ukur
7400 | UIW Sulselrabar | 7428 | PLN UP3 Makassar Selatan | 2520 | Gd Ry Panakkukan | ZST1 | PLN Stock Materials | 000000002190438 | MTR;kWHE;;3P;57.7/100V-230/400;5A;0.5;4W | ZM0219 | BH | NORMAL | 19 | 0 | 0 | 0 | 1003 | HAR-Alat Ukur
7400 | UIW Sulselrabar | 7428 | PLN UP3 Makassar Selatan | 2520 | Gd Ry Panakkukan | ZST1 | PLN Stock Materials | 000000002200004 | MTR ACC;SEGEL PLASTIC | ZM0220 | BH | PRE-MEMORY | 0 | 0 | 0 | 0 | 1003 | HAR-Alat Ukur
7400 | UIW Sulselrabar | 7428 | PLN UP3 Makassar Selatan | 2520 | Gd Ry Panakkukan | ZST1 | PLN Stock Materials | 000000002200004 | MTR ACC;SEGEL PLASTIC | ZM0220 | BH | NORMAL | 0 | 0 | 0 | 0 | 1003 | HAR-Alat Ukur
7400 | UIW Sulselrabar | 7428 | PLN UP3 Makassar Selatan | 2520 | Gd Ry Panakkukan | ZST1 | PLN Stock Materials | 000000002200023 | MTR ACC;MODEM GSM/56KBPS | ZM0220 | BH | NORMAL | 0 | 0 | 0 | 0 | 1003 | HAR-Alat Ukur
7400 | UIW Sulselrabar | 7428 | PLN UP3 Makassar Selatan | 2520 | Gd Ry Panakkukan | ZST1 | PLN Stock Materials | 000000002230111 | CLAMP;H;AL;70-150/120-240mm2;PRS | ZM0223 | BH | NORMAL | 0 | 0 | 0 | 0 | 1001 | HAR-Switchgear&Jaringan
7400 | UIW Sulselrabar | 7428 | PLN UP3 Makassar Selatan | 2520 | Gd Ry Panakkukan | ZST1 | PLN Stock Materials | 000000002240029 | FUSE;380/220V;125A;SQUARE;1 | ZM0224 | BH | NORMAL | 0 | 0 | 0 | 0 | 1001 | HAR-Switchgear&Jaringan
7400 | UIW Sulselrabar | 7428 | PLN UP3 Makassar Selatan | 2520 | Gd Ry Panakkukan | ZST1 | PLN Stock Materials | 000000002240038 | FUSE;380/220V;200A;SQUARE;1 | ZM0224 | BH | NORMAL | 0 | 0 | 0 | 0 | 1001 | HAR-Switchgear&Jaringan
7400 | UIW Sulselrabar | 7428 | PLN UP3 Makassar Selatan | 2520 | Gd Ry Panakkukan | ZST1 | PLN Stock Materials | 000000002240044 | FUSE;380/220V;250A;SQUARE;1 | ZM0224 | BH | PRE-MEMORY | 0 | 0 | 0 | 0 | 1001 | HAR-Switchgear&Jaringan
7400 | UIW Sulselrabar | 7428 | PLN UP3 Makassar Selatan | 2520 | Gd Ry Panakkukan | ZST1 | PLN Stock Materials | 000000002240044 | FUSE;380/220V;250A;SQUARE;1 | ZM0224 | BH | NORMAL | 13 | 0 | 0 | 0 | 1001 | HAR-Switchgear&Jaringan
7400 | UIW Sulselrabar | 7428 | PLN UP3 Makassar Selatan | 2520 | Gd Ry Panakkukan | ZST1 | PLN Stock Materials | 000000002240048 | FUSE;380/220V;300A;SQUARE;2 | ZM0224 | BH | PRE-MEMORY | 0 | 0 | 0 | 0 | 1001 | HAR-Switchgear&Jaringan
7400 | UIW Sulselrabar | 7428 | PLN UP3 Makassar Selatan | 2520 | Gd Ry Panakkukan | ZST1 | PLN Stock Materials | 000000002240048 | FUSE;380/220V;300A;SQUARE;2 | ZM0224 | BH | NORMAL | 15 | 0 | 0 | 0 | 1001 | HAR-Switchgear&Jaringan
7400 | UIW Sulselrabar | 7428 | PLN UP3 Makassar Selatan | 2520 | Gd Ry Panakkukan | ZST1 | PLN Stock Materials | 000000002240049 | FUSE;380/220V;315A;SQUARE;2 | ZM0224 | BH | PRE-MEMORY | 0 | 0 | 0 | 0 | 1001 | HAR-Switchgear&Jaringan
7400 | UIW Sulselrabar | 7428 | PLN UP3 Makassar Selatan | 2520 | Gd Ry Panakkukan | ZST1 | PLN Stock Materials | 000000002240049 | FUSE;380/220V;315A;SQUARE;2 | ZM0224 | BH | NORMAL | 0 | 0 | 0 | 0 | 1001 | HAR-Switchgear&Jaringan
7400 | UIW Sulselrabar | 7428 | PLN UP3 Makassar Selatan | 2520 | Gd Ry Panakkukan | ZST1 | PLN Stock Materials | 000000002240050 | FUSE;380/220V;355A;SQUARE;2 | ZM0224 | BH | NORMAL | 0 | 0 | 0 | 0 | 1001 | HAR-Switchgear&Jaringan
7400 | UIW Sulselrabar | 7428 | PLN UP3 Makassar Selatan | 2520 | Gd Ry Panakkukan | ZST1 | PLN Stock Materials | 000000002240067 | FUSE;380/220V;63A;SQUARE;1 | ZM0224 | BH | NORMAL | 0 | 0 | 0 | 0 | 1001 | HAR-Switchgear&Jaringan
7400 | UIW Sulselrabar | 7428 | PLN UP3 Makassar Selatan | 2520 | Gd Ry Panakkukan | ZST1 | PLN Stock Materials | 000000002240072 | FUSE;380/220V;80A;SQUARE;1 | ZM0224 | BH | NORMAL | 0 | 0 | 0 | 0 | 1001 | HAR-Switchgear&Jaringan
7400 | UIW Sulselrabar | 7428 | PLN UP3 Makassar Selatan | 2520 | Gd Ry Panakkukan | ZST1 | PLN Stock Materials | 000000002240113 | FUSE;380/220V;250A;SQUARE;2 | ZM0224 | BH | NORMAL | 0 | 0 | 0 | 0 | 1001 | HAR-Switchgear&Jaringan
7400 | UIW Sulselrabar | 7428 | PLN UP3 Makassar Selatan | 2520 | Gd Ry Panakkukan | ZST1 | PLN Stock Materials | 000000002240120 | FUSE;380/220V;100A;SQUARE;2 | ZM0224 | BH | NORMAL | 0 | 0 | 0 | 0 | 1001 | HAR-Switchgear&Jaringan
7400 | UIW Sulselrabar | 7428 | PLN UP3 Makassar Selatan | 2520 | Gd Ry Panakkukan | ZST1 | PLN Stock Materials | 000000002240121 | FUSE;380/220V;125A;SQUARE;2 | ZM0224 | BH | NORMAL | 0 | 0 | 0 | 0 | 1001 | HAR-Switchgear&Jaringan
7400 | UIW Sulselrabar | 7428 | PLN UP3 Makassar Selatan | 2520 | Gd Ry Panakkukan | ZST1 | PLN Stock Materials | 000000002240122 | FUSE;380/220V;160A;SQUARE;2 | ZM0224 | BH | NORMAL | 53 | 0 | 0 | 0 | 1001 | HAR-Switchgear&Jaringan
7400 | UIW Sulselrabar | 7428 | PLN UP3 Makassar Selatan | 2520 | Gd Ry Panakkukan | ZST1 | PLN Stock Materials | 000000002240123 | FUSE;380/220V;200A;SQUARE;2 | ZM0224 | BH | PRE-MEMORY | 0 | 0 | 0 | 0 | 1001 | HAR-Switchgear&Jaringan
7400 | UIW Sulselrabar | 7428 | PLN UP3 Makassar Selatan | 2520 | Gd Ry Panakkukan | ZST1 | PLN Stock Materials | 000000002240123 | FUSE;380/220V;200A;SQUARE;2 | ZM0224 | BH | NORMAL | 17 | 0 | 0 | 0 | 1001 | HAR-Switchgear&Jaringan
7400 | UIW Sulselrabar | 7428 | PLN UP3 Makassar Selatan | 2520 | Gd Ry Panakkukan | ZST1 | PLN Stock Materials | 000000002240125 | FUSE;380/220V;350A;SQUARE;2 | ZM0224 | BH | NORMAL | 0 | 0 | 0 | 0 | 1001 | HAR-Switchgear&Jaringan
7400 | UIW Sulselrabar | 7428 | PLN UP3 Makassar Selatan | 2520 | Gd Ry Panakkukan | ZST1 | PLN Stock Materials | 000000003030030 | POLE;STEEL;20kV;CIRCL;11m;200daN;; | ZM0303 | BTG | NORMAL | 0 | 0 | 0 | 0 | 1004 | HAR-Menara&Tiang
7400 | UIW Sulselrabar | 7428 | PLN UP3 Makassar Selatan | 2520 | Gd Ry Panakkukan | ZST1 | PLN Stock Materials | 000000003030041 | POLE;STEEL;220V;CIRCL;9m;200daN;; | ZM0303 | BTG | NORMAL | 0 | 0 | 0 | 0 | 1004 | HAR-Menara&Tiang
7400 | UIW Sulselrabar | 7428 | PLN UP3 Makassar Selatan | 2520 | Gd Ry Panakkukan | ZST1 | PLN Stock Materials | 000000003040024 | POLE ACC;ANCHOR ROD 5/8"X8FT | ZM0304 | BH | NORMAL | 0 | 0 | 0 | 0 | 1004 | HAR-Menara&Tiang
7400 | UIW Sulselrabar | 7428 | PLN UP3 Makassar Selatan | 2520 | Gd Ry Panakkukan | ZST1 | PLN Stock Materials | 000000003040054 | POLE ACC;BOLT DOUBLE ARMING 5/8"x14" | ZM0304 | BH | NORMAL | 0 | 0 | 0 | 0 | 1004 | HAR-Menara&Tiang
7400 | UIW Sulselrabar | 7428 | PLN UP3 Makassar Selatan | 2520 | Gd Ry Panakkukan | ZST1 | PLN Stock Materials | 000000003040188 | POLE ACC;STAINLESS STEEL STRAP | ZM0304 | M | NORMAL | 0 | 0 | 0 | 0 | 1004 | HAR-Menara&Tiang
7400 | UIW Sulselrabar | 7428 | PLN UP3 Makassar Selatan | 2520 | Gd Ry Panakkukan | ZST1 | PLN Stock Materials | 000000003050084 | CONDUCTOR;AAAC-S;150mm2; | ZM0305 | M | PRE-MEMORY | 0 | 0 | 0 | 0 | 1001 | HAR-Switchgear&Jaringan
7400 | UIW Sulselrabar | 7428 | PLN UP3 Makassar Selatan | 2520 | Gd Ry Panakkukan | ZST1 | PLN Stock Materials | 000000003050084 | CONDUCTOR;AAAC-S;150mm2; | ZM0305 | M | NORMAL | 0 | 0 | 0 | 0 | 1001 | HAR-Switchgear&Jaringan
7400 | UIW Sulselrabar | 7428 | PLN UP3 Makassar Selatan | 2520 | Gd Ry Panakkukan | ZST1 | PLN Stock Materials | 000000003050088 | CONDUCTOR;AAAC-S;70mm2; | ZM0305 | M | NORMAL | 0 | 0 | 0 | 0 | 1001 | HAR-Switchgear&Jaringan
7400 | UIW Sulselrabar | 7428 | PLN UP3 Makassar Selatan | 2520 | Gd Ry Panakkukan | ZST1 | PLN Stock Materials | 000000003060027 | COND ACC;JOINT SLEEVE AL 150mm2 COMP | ZM0306 | BH | NORMAL | 0 | 0 | 0 | 0 | 1001 | HAR-Switchgear&Jaringan
7400 | UIW Sulselrabar | 7428 | PLN UP3 Makassar Selatan | 2520 | Gd Ry Panakkukan | ZST1 | PLN Stock Materials | 000000003060062 | COND ACC;TEKEP ISOLATOR 20KV L150MM2 EXT | ZM0306 | SET | NORMAL | 0 | 0 | 0 | 0 | 1001 | HAR-Switchgear&Jaringan
7400 | UIW Sulselrabar | 7428 | PLN UP3 Makassar Selatan | 2520 | Gd Ry Panakkukan | ZST1 | PLN Stock Materials | 000000003060122 | COND ACC;DEAD END ASSEMBLY | ZM0306 | BH | NORMAL | 2 | 0 | 0 | 0 | 1001 | HAR-Switchgear&Jaringan
7400 | UIW Sulselrabar | 7428 | PLN UP3 Makassar Selatan | 2520 | Gd Ry Panakkukan | ZST1 | PLN Stock Materials | 000000003060130 | COND ACC;NON TENSION JOINT AL 70mm2 | ZM0306 | BH | NORMAL | 0 | 0 | 0 | 0 | 1001 | HAR-Switchgear&Jaringan
7400 | UIW Sulselrabar | 7428 | PLN UP3 Makassar Selatan | 2520 | Gd Ry Panakkukan | ZST1 | PLN Stock Materials | 000000003060136 | COND ACC;JOINT SLEEVE AL 50mm2 INSUL | ZM0306 | BH | PRE-MEMORY | 0 | 0 | 0 | 0 | 1001 | HAR-Switchgear&Jaringan
7400 | UIW Sulselrabar | 7428 | PLN UP3 Makassar Selatan | 2520 | Gd Ry Panakkukan | ZST1 | PLN Stock Materials | 000000003060137 | COND ACC;JOINT SLEEVE AL 70mm2 INSUL | ZM0306 | BH | PRE-MEMORY | 0 | 0 | 0 | 0 | 1001 | HAR-Switchgear&Jaringan
7400 | UIW Sulselrabar | 7428 | PLN UP3 Makassar Selatan | 2520 | Gd Ry Panakkukan | ZST1 | PLN Stock Materials | 000000003060137 | COND ACC;JOINT SLEEVE AL 70mm2 INSUL | ZM0306 | BH | NORMAL | 0 | 0 | 0 | 0 | 1001 | HAR-Switchgear&Jaringan
7400 | UIW Sulselrabar | 7428 | PLN UP3 Makassar Selatan | 2520 | Gd Ry Panakkukan | ZST1 | PLN Stock Materials | 000000003060141 | COND ACC;JOINT SLEEVE AL 35mm2 | ZM0306 | BH | NORMAL | 0 | 0 | 0 | 0 | 1001 | HAR-Switchgear&Jaringan
7400 | UIW Sulselrabar | 7428 | PLN UP3 Makassar Selatan | 2520 | Gd Ry Panakkukan | ZST1 | PLN Stock Materials | 000000003060142 | COND ACC;JOINT SLEEVE AL 50mm2 | ZM0306 | BH | NORMAL | 0 | 0 | 0 | 0 | 1001 | HAR-Switchgear&Jaringan
7400 | UIW Sulselrabar | 7428 | PLN UP3 Makassar Selatan | 2520 | Gd Ry Panakkukan | ZST1 | PLN Stock Materials | 000000003060143 | COND ACC;JOINT SLEEVE AL 70mm2 | ZM0306 | BH | NORMAL | 0 | 0 | 0 | 0 | 1001 | HAR-Switchgear&Jaringan
7400 | UIW Sulselrabar | 7428 | PLN UP3 Makassar Selatan | 2520 | Gd Ry Panakkukan | ZST1 | PLN Stock Materials | 000000003060145 | COND ACC;JOINT SLEEVE AL 150mm2 | ZM0306 | BH | NORMAL | 68 | 0 | 0 | 0 | 1001 | HAR-Switchgear&Jaringan
7400 | UIW Sulselrabar | 7428 | PLN UP3 Makassar Selatan | 2520 | Gd Ry Panakkukan | ZST1 | PLN Stock Materials | 000000003060146 | COND ACC;JOINT SLEEVE AL 240mm2 | ZM0306 | BH | NORMAL | 0 | 0 | 0 | 0 | 1001 | HAR-Switchgear&Jaringan
7400 | UIW Sulselrabar | 7428 | PLN UP3 Makassar Selatan | 2520 | Gd Ry Panakkukan | ZST1 | PLN Stock Materials | 000000003060185 | COND ACC;TAP CONNECOR KEDAP AIR 6-25 | ZM0306 | BH | PRE-MEMORY | 0 | 0 | 0 | 0 | 1001 | HAR-Switchgear&Jaringan
7400 | UIW Sulselrabar | 7428 | PLN UP3 Makassar Selatan | 2520 | Gd Ry Panakkukan | ZST1 | PLN Stock Materials | 000000003060185 | COND ACC;TAP CONNECOR KEDAP AIR 6-25 | ZM0306 | BH | NORMAL | 0 | 0 | 0 | 0 | 1001 | HAR-Switchgear&Jaringan
7400 | UIW Sulselrabar | 7428 | PLN UP3 Makassar Selatan | 2520 | Gd Ry Panakkukan | ZST1 | PLN Stock Materials | 000000003060203 | COND ACC;JOINT AL 150mm2 COMP | ZM0306 | BH | NORMAL | 0 | 0 | 0 | 0 | 1001 | HAR-Switchgear&Jaringan
7400 | UIW Sulselrabar | 7428 | PLN UP3 Makassar Selatan | 2520 | Gd Ry Panakkukan | ZST1 | PLN Stock Materials | 000000003060283 | COND ACC;JOINT ALCU 70-95mm2 INSUL | ZM0306 | BH | NORMAL | 0 | 0 | 0 | 0 | 1001 | HAR-Switchgear&Jaringan
7400 | UIW Sulselrabar | 7428 | PLN UP3 Makassar Selatan | 2520 | Gd Ry Panakkukan | ZST1 | PLN Stock Materials | 000000003060315 | COND ACC;JOINT ALCU 35-35mm2 COMP | ZM0306 | BH | NORMAL | 0 | 0 | 0 | 0 | 1001 | HAR-Switchgear&Jaringan
7400 | UIW Sulselrabar | 7428 | PLN UP3 Makassar Selatan | 2520 | Gd Ry Panakkukan | ZST1 | PLN Stock Materials | 000000003060319 | COND ACC;JOINT ALCU 50-70mm2 COMP | ZM0306 | BH | NORMAL | 0 | 0 | 0 | 0 | 1001 | HAR-Switchgear&Jaringan
7400 | UIW Sulselrabar | 7428 | PLN UP3 Makassar Selatan | 2520 | Gd Ry Panakkukan | ZST1 | PLN Stock Materials | 000000003060320 | COND ACC;JOINT ALCU 70-70mm2 COMP | ZM0306 | BH | NORMAL | 0 | 0 | 0 | 0 | 1001 | HAR-Switchgear&Jaringan
7400 | UIW Sulselrabar | 7428 | PLN UP3 Makassar Selatan | 2520 | Gd Ry Panakkukan | ZST1 | PLN Stock Materials | 000000003060321 | COND ACC;JOINT ALCU 70-70mm2 INSUL | ZM0306 | BH | NORMAL | 0 | 0 | 0 | 0 | 1001 | HAR-Switchgear&Jaringan
7400 | UIW Sulselrabar | 7428 | PLN UP3 Makassar Selatan | 2520 | Gd Ry Panakkukan | ZST1 | PLN Stock Materials | 000000003060348 | COND ACC;NON TENSION JOINT ALCU 70mm2 | ZM0306 | BH | NORMAL | 0 | 0 | 0 | 0 | 1001 | HAR-Switchgear&Jaringan
7400 | UIW Sulselrabar | 7428 | PLN UP3 Makassar Selatan | 2520 | Gd Ry Panakkukan | ZST1 | PLN Stock Materials | 000000003060469 | COND ACC;JOINT ALCU 70-50mm2 COMP | ZM0306 | BH | NORMAL | 0 | 0 | 0 | 0 | 1001 | HAR-Switchgear&Jaringan
7400 | UIW Sulselrabar | 7428 | PLN UP3 Makassar Selatan | 2520 | Gd Ry Panakkukan | ZST1 | PLN Stock Materials | 000000003060481 | COND ACC;JOINT SLEEVE AL 70mm2 COMP | ZM0306 | BH | PRE-MEMORY | 0 | 0 | 0 | 0 | 1001 | HAR-Switchgear&Jaringan
7400 | UIW Sulselrabar | 7428 | PLN UP3 Makassar Selatan | 2520 | Gd Ry Panakkukan | ZST1 | PLN Stock Materials | 000000003060647 | COND ACC;F-NECK TOP TIES SEMI CON 70 | ZM0306 | BH | NORMAL | 0 | 0 | 0 | 0 | 1001 | HAR-Switchgear&Jaringan
7400 | UIW Sulselrabar | 7428 | PLN UP3 Makassar Selatan | 2520 | Gd Ry Panakkukan | ZST1 | PLN Stock Materials | 000000003070151 | ISOLATOR;PINPOST;PORC;24KV;;12.5kN | ZM0307 | BH | NORMAL | 0 | 0 | 0 | 0 | 1001 | HAR-Switchgear&Jaringan
7400 | UIW Sulselrabar | 7428 | PLN UP3 Makassar Selatan | 2520 | Gd Ry Panakkukan | ZST1 | PLN Stock Materials | 000000003070152 | ISOLATOR;LINEPOST;POLYMER;24KV;;12.5kN | ZM0307 | BH | NORMAL | 0 | 0 | 0 | 0 | 1001 | HAR-Switchgear&Jaringan
7400 | UIW Sulselrabar | 7428 | PLN UP3 Makassar Selatan | 2520 | Gd Ry Panakkukan | ZST1 | PLN Stock Materials | 000000003070154 | ISOLATOR;SUSP;POLYMER;24KV;;70kN | ZM0307 | BH | NORMAL | 0 | 0 | 0 | 0 | 1001 | HAR-Switchgear&Jaringan
7400 | UIW Sulselrabar | 7428 | PLN UP3 Makassar Selatan | 2520 | Gd Ry Panakkukan | ZST1 | PLN Stock Materials | 000000003070155 | ISOLATOR;SUSP;PORC;24KV;;70kN | ZM0307 | SET | NORMAL | 0 | 0 | 0 | 0 | 1001 | HAR-Switchgear&Jaringan
7400 | UIW Sulselrabar | 7428 | PLN UP3 Makassar Selatan | 2520 | Gd Ry Panakkukan | ZST1 | PLN Stock Materials | 000000003110025 | CABLE PWR;NFA2X;2X10mm2;0.6/1kV;OH | ZM0311 | M | PRE-MEMORY | 0 | 0 | 0 | 0 | 1001 | HAR-Switchgear&Jaringan
7400 | UIW Sulselrabar | 7428 | PLN UP3 Makassar Selatan | 2520 | Gd Ry Panakkukan | ZST1 | PLN Stock Materials | 000000003110025 | CABLE PWR;NFA2X;2X10mm2;0.6/1kV;OH | ZM0311 | M | NORMAL | 22934 | 0 | 0 | 0 | 1001 | HAR-Switchgear&Jaringan
7400 | UIW Sulselrabar | 7428 | PLN UP3 Makassar Selatan | 2520 | Gd Ry Panakkukan | ZST1 | PLN Stock Materials | 000000003110026 | CABLE PWR;NFA2X;2X16mm2;0.6/1kV;OH | ZM0311 | M | NORMAL | 0 | 0 | 0 | 0 | 1001 | HAR-Switchgear&Jaringan
7400 | UIW Sulselrabar | 7428 | PLN UP3 Makassar Selatan | 2520 | Gd Ry Panakkukan | ZST1 | PLN Stock Materials | 000000003110029 | CABLE PWR;NFA2X;4X16mm2;0.6/1kV;OH | ZM0311 | M | NORMAL | 0 | 0 | 0 | 0 | 1001 | HAR-Switchgear&Jaringan
7400 | UIW Sulselrabar | 7428 | PLN UP3 Makassar Selatan | 2520 | Gd Ry Panakkukan | ZST1 | PLN Stock Materials | 000000003110038 | CABLE PWR;NFA2X-T;3X35+1X25;0.6/1kV;OH | ZM0311 | M | NORMAL | 0 | 0 | 0 | 0 | 1001 | HAR-Switchgear&Jaringan
7400 | UIW Sulselrabar | 7428 | PLN UP3 Makassar Selatan | 2520 | Gd Ry Panakkukan | ZST1 | PLN Stock Materials | 000000003110039 | CABLE PWR;NFA2X-T;3X35+1X35;0.6/1kV;OH | ZM0311 | M | NORMAL | 0 | 0 | 0 | 0 | 1001 | HAR-Switchgear&Jaringan
7400 | UIW Sulselrabar | 7428 | PLN UP3 Makassar Selatan | 2520 | Gd Ry Panakkukan | ZST1 | PLN Stock Materials | 000000003110041 | CABLE PWR;NFA2X-T;3X70+1X50;0.6/1kV;OH | ZM0311 | M | NORMAL | 0 | 0 | 0 | 0 | 1001 | HAR-Switchgear&Jaringan
7400 | UIW Sulselrabar | 7428 | PLN UP3 Makassar Selatan | 2520 | Gd Ry Panakkukan | ZST1 | PLN Stock Materials | 000000003110060 | CABLE PWR;NYY;1X150mm2;0.6/1kV;OH | ZM0311 | M | NORMAL | 0 | 0 | 0 | 0 | 1001 | HAR-Switchgear&Jaringan
7400 | UIW Sulselrabar | 7428 | PLN UP3 Makassar Selatan | 2520 | Gd Ry Panakkukan | ZST1 | PLN Stock Materials | 000000003110064 | CABLE PWR;NYY;1X70mm2;0.6/1kV;OH | ZM0311 | M | NORMAL | 0 | 0 | 0 | 0 | 1001 | HAR-Switchgear&Jaringan
7400 | UIW Sulselrabar | 7428 | PLN UP3 Makassar Selatan | 2520 | Gd Ry Panakkukan | ZST1 | PLN Stock Materials | 000000003110514 | CABLE PWR;NYY;1X70mm2;0.6/1kV;Opstig | ZM0311 | M | NORMAL | 32 | 0 | 0 | 0 | 1001 | HAR-Switchgear&Jaringan
7400 | UIW Sulselrabar | 7428 | PLN UP3 Makassar Selatan | 2520 | Gd Ry Panakkukan | ZST1 | PLN Stock Materials | 000000003110515 | CABLE PWR;NYY;1X95mm2;0.6/1kV;Opstig | ZM0311 | M | NORMAL | 0 | 0 | 0 | 0 | 1001 | HAR-Switchgear&Jaringan
7400 | UIW Sulselrabar | 7428 | PLN UP3 Makassar Selatan | 2520 | Gd Ry Panakkukan | ZST1 | PLN Stock Materials | 000000003110516 | CABLE PWR;NYY;1X150mm2;0.6/1kV;Opstig | ZM0311 | M | NORMAL | 0 | 0 | 0 | 0 | 1001 | HAR-Switchgear&Jaringan
7400 | UIW Sulselrabar | 7428 | PLN UP3 Makassar Selatan | 2520 | Gd Ry Panakkukan | ZST1 | PLN Stock Materials | 000000003110542 | CABLE PWR;NFA2X-T;3X70+1X70;0.6/1kV;OH | ZM0311 | M | NORMAL | 250 | 0 | 0 | 0 | 1001 | HAR-Switchgear&Jaringan
7400 | UIW Sulselrabar | 7428 | PLN UP3 Makassar Selatan | 2520 | Gd Ry Panakkukan | ZST1 | PLN Stock Materials | 000000003120013 | CABLE PWR ACC;CABLE SHOE CU 150mm2 | ZM0312 | BH | PRE-MEMORY | 0 | 0 | 0 | 0 | 1001 | HAR-Switchgear&Jaringan
7400 | UIW Sulselrabar | 7428 | PLN UP3 Makassar Selatan | 2520 | Gd Ry Panakkukan | ZST1 | PLN Stock Materials | 000000003120013 | CABLE PWR ACC;CABLE SHOE CU 150mm2 | ZM0312 | BH | NORMAL | 0 | 0 | 0 | 0 | 1001 | HAR-Switchgear&Jaringan
7400 | UIW Sulselrabar | 7428 | PLN UP3 Makassar Selatan | 2520 | Gd Ry Panakkukan | ZST1 | PLN Stock Materials | 000000003120033 | CABLE PWR ACC;DEAD END ASSY ADJ 70mm | ZM0312 | SET | NORMAL | 0 | 0 | 0 | 0 | 1001 | HAR-Switchgear&Jaringan
7400 | UIW Sulselrabar | 7428 | PLN UP3 Makassar Selatan | 2520 | Gd Ry Panakkukan | ZST1 | PLN Stock Materials | 000000003120037 | CABLE PWR ACC;DEAD END ASSY FIXED 50mm | ZM0312 | SET | NORMAL | 0 | 0 | 0 | 0 | 1001 | HAR-Switchgear&Jaringan
7400 | UIW Sulselrabar | 7428 | PLN UP3 Makassar Selatan | 2520 | Gd Ry Panakkukan | ZST1 | PLN Stock Materials | 000000003120038 | CABLE PWR ACC;DEAD END ASSY FIXED 70mm | ZM0312 | SET | PRE-MEMORY | 0 | 0 | 0 | 0 | 1001 | HAR-Switchgear&Jaringan
7400 | UIW Sulselrabar | 7428 | PLN UP3 Makassar Selatan | 2520 | Gd Ry Panakkukan | ZST1 | PLN Stock Materials | 000000003120038 | CABLE PWR ACC;DEAD END ASSY FIXED 70mm | ZM0312 | SET | NORMAL | 0 | 0 | 0 | 0 | 1001 | HAR-Switchgear&Jaringan
7400 | UIW Sulselrabar | 7428 | PLN UP3 Makassar Selatan | 2520 | Gd Ry Panakkukan | ZST1 | PLN Stock Materials | 000000003120058 | CABLE PWR ACC;LARGE ANGLE ASSY 70mm | ZM0312 | SET | NORMAL | 0 | 0 | 0 | 0 | 1001 | HAR-Switchgear&Jaringan
7400 | UIW Sulselrabar | 7428 | PLN UP3 Makassar Selatan | 2520 | Gd Ry Panakkukan | ZST1 | PLN Stock Materials | 000000003120092 | CABLE PWR ACC;SUSPENSION ASSY 70mm | ZM0312 | SET | PRE-MEMORY | 0 | 0 | 0 | 0 | 1001 | HAR-Switchgear&Jaringan
7400 | UIW Sulselrabar | 7428 | PLN UP3 Makassar Selatan | 2520 | Gd Ry Panakkukan | ZST1 | PLN Stock Materials | 000000003120092 | CABLE PWR ACC;SUSPENSION ASSY 70mm | ZM0312 | SET | NORMAL | 0 | 0 | 0 | 0 | 1001 | HAR-Switchgear&Jaringan
7400 | UIW Sulselrabar | 7428 | PLN UP3 Makassar Selatan | 2520 | Gd Ry Panakkukan | ZST1 | PLN Stock Materials | 000000003120113 | CABLE PWR ACC;CABLE SHOE AL-CU 50mm2 | ZM0312 | BH | NORMAL | 0 | 0 | 0 | 0 | 1001 | HAR-Switchgear&Jaringan
7400 | UIW Sulselrabar | 7428 | PLN UP3 Makassar Selatan | 2520 | Gd Ry Panakkukan | ZST1 | PLN Stock Materials | 000000003120114 | CABLE PWR ACC;CABLE SHOE CU 70mm2 | ZM0312 | BH | PRE-MEMORY | 0 | 0 | 0 | 0 | 1001 | HAR-Switchgear&Jaringan
7400 | UIW Sulselrabar | 7428 | PLN UP3 Makassar Selatan | 2520 | Gd Ry Panakkukan | ZST1 | PLN Stock Materials | 000000003120114 | CABLE PWR ACC;CABLE SHOE CU 70mm2 | ZM0312 | BH | NORMAL | 0 | 0 | 0 | 0 | 1001 | HAR-Switchgear&Jaringan
7400 | UIW Sulselrabar | 7428 | PLN UP3 Makassar Selatan | 2520 | Gd Ry Panakkukan | ZST1 | PLN Stock Materials | 000000003120118 | CABLE PWR ACC;CABLE SHOE AL-CU 150mm2 | ZM0312 | BH | NORMAL | 0 | 0 | 0 | 0 | 1001 | HAR-Switchgear&Jaringan
7400 | UIW Sulselrabar | 7428 | PLN UP3 Makassar Selatan | 2520 | Gd Ry Panakkukan | ZST1 | PLN Stock Materials | 000000003120121 | CABLE PWR ACC;CABLE SHOE CU 240mm2 | ZM0312 | BH | PRE-MEMORY | 0 | 0 | 0 | 0 | 1001 | HAR-Switchgear&Jaringan
7400 | UIW Sulselrabar | 7428 | PLN UP3 Makassar Selatan | 2520 | Gd Ry Panakkukan | ZST1 | PLN Stock Materials | 000000003120142 | CABLE PWR ACC;WEDGE CLAMP 2x(6-16)mm | ZM0312 | BH | NORMAL | 0 | 0 | 0 | 0 | 1001 | HAR-Switchgear&Jaringan
7400 | UIW Sulselrabar | 7428 | PLN UP3 Makassar Selatan | 2520 | Gd Ry Panakkukan | ZST1 | PLN Stock Materials | 000000003120154 | CABLE PWR ACC;CABLE SHOE AL-CU 1H 35mm2 | ZM0312 | BH | NORMAL | 0 | 0 | 0 | 0 | 1001 | HAR-Switchgear&Jaringan
7400 | UIW Sulselrabar | 7428 | PLN UP3 Makassar Selatan | 2520 | Gd Ry Panakkukan | ZST1 | PLN Stock Materials | 000000003120155 | CABLE PWR ACC;CABLE SHOE AL-CU 1H 50mm2 | ZM0312 | BH | NORMAL | 0 | 0 | 0 | 0 | 1001 | HAR-Switchgear&Jaringan
7400 | UIW Sulselrabar | 7428 | PLN UP3 Makassar Selatan | 2520 | Gd Ry Panakkukan | ZST1 | PLN Stock Materials | 000000003120156 | CABLE PWR ACC;CABLE SHOE AL-CU 1H 70mm2 | ZM0312 | BH | PRE-MEMORY | 0 | 0 | 0 | 0 | 1001 | HAR-Switchgear&Jaringan
7400 | UIW Sulselrabar | 7428 | PLN UP3 Makassar Selatan | 2520 | Gd Ry Panakkukan | ZST1 | PLN Stock Materials | 000000003120156 | CABLE PWR ACC;CABLE SHOE AL-CU 1H 70mm2 | ZM0312 | BH | NORMAL | 0 | 0 | 0 | 0 | 1001 | HAR-Switchgear&Jaringan
7400 | UIW Sulselrabar | 7428 | PLN UP3 Makassar Selatan | 2520 | Gd Ry Panakkukan | ZST1 | PLN Stock Materials | 000000003120157 | CABLE PWR ACC;CABLE SHOE AL-CU 1H 95mm2 | ZM0312 | BH | NORMAL | 0 | 0 | 0 | 0 | 1001 | HAR-Switchgear&Jaringan
7400 | UIW Sulselrabar | 7428 | PLN UP3 Makassar Selatan | 2520 | Gd Ry Panakkukan | ZST1 | PLN Stock Materials | 000000003120159 | CABLE PWR ACC;CABLE SHOE AL-CU 1H 150mm2 | ZM0312 | BH | NORMAL | 0 | 0 | 0 | 0 | 1001 | HAR-Switchgear&Jaringan
7400 | UIW Sulselrabar | 7428 | PLN UP3 Makassar Selatan | 2520 | Gd Ry Panakkukan | ZST1 | PLN Stock Materials | 000000003120161 | CABLE PWR ACC;CABLE SHOE AL-CU 1H 240mm2 | ZM0312 | BH | NORMAL | 0 | 0 | 0 | 0 | 1001 | HAR-Switchgear&Jaringan
7400 | UIW Sulselrabar | 7428 | PLN UP3 Makassar Selatan | 2520 | Gd Ry Panakkukan | ZST1 | PLN Stock Materials | 000000003120171 | CABLE PWR ACC;CABLE SHOE AL-CU 2H 150mm2 | ZM0312 | BH | NORMAL | 0 | 0 | 0 | 0 | 1001 | HAR-Switchgear&Jaringan
7400 | UIW Sulselrabar | 7428 | PLN UP3 Makassar Selatan | 2520 | Gd Ry Panakkukan | ZST1 | PLN Stock Materials | 000000003120174 | CABLE PWR ACC;CABLE SHOE AL-CU 2H 300mm2 | ZM0312 | BH | NORMAL | 0 | 0 | 0 | 0 | 1001 | HAR-Switchgear&Jaringan
7400 | UIW Sulselrabar | 7428 | PLN UP3 Makassar Selatan | 2520 | Gd Ry Panakkukan | ZST1 | PLN Stock Materials | 000000003120226 | CABLE PWR ACC;CABLE SHOE CU ID 1H 35mm2 | ZM0312 | BH | NORMAL | 0 | 0 | 0 | 0 | 1001 | HAR-Switchgear&Jaringan
7400 | UIW Sulselrabar | 7428 | PLN UP3 Makassar Selatan | 2520 | Gd Ry Panakkukan | ZST1 | PLN Stock Materials | 000000003120227 | CABLE PWR ACC;CABLE SHOE CU ID 1H 50mm2 | ZM0312 | BH | NORMAL | 0 | 0 | 0 | 0 | 1001 | HAR-Switchgear&Jaringan
7400 | UIW Sulselrabar | 7428 | PLN UP3 Makassar Selatan | 2520 | Gd Ry Panakkukan | ZST1 | PLN Stock Materials | 000000003120228 | CABLE PWR ACC;CABLE SHOE CU ID 1H 70mm2 | ZM0312 | BH | NORMAL | 0 | 0 | 0 | 0 | 1001 | HAR-Switchgear&Jaringan
7400 | UIW Sulselrabar | 7428 | PLN UP3 Makassar Selatan | 2520 | Gd Ry Panakkukan | ZST1 | PLN Stock Materials | 000000003120229 | CABLE PWR ACC;CABLE SHOE CU ID 1H 95mm2 | ZM0312 | BH | NORMAL | 0 | 0 | 0 | 0 | 1001 | HAR-Switchgear&Jaringan
7400 | UIW Sulselrabar | 7428 | PLN UP3 Makassar Selatan | 2520 | Gd Ry Panakkukan | ZST1 | PLN Stock Materials | 000000003120231 | CABLE PWR ACC;CABLE SHOE CU ID 1H 150mm2 | ZM0312 | BH | NORMAL | 0 | 0 | 0 | 0 | 1001 | HAR-Switchgear&Jaringan
7400 | UIW Sulselrabar | 7428 | PLN UP3 Makassar Selatan | 2520 | Gd Ry Panakkukan | ZST1 | PLN Stock Materials | 000000003120244 | CABLE PWR ACC;CABLE SHOE CU OD 1H 150mm2 | ZM0312 | BH | NORMAL | 0 | 0 | 0 | 0 | 1001 | HAR-Switchgear&Jaringan
7400 | UIW Sulselrabar | 7428 | PLN UP3 Makassar Selatan | 2520 | Gd Ry Panakkukan | ZST1 | PLN Stock Materials | 000000003120314 | CABLE PWR ACC;SERVICE WC 6-25/6-25mm2 | ZM0312 | BH | NORMAL | 0 | 0 | 0 | 0 | 1001 | HAR-Switchgear&Jaringan
7400 | UIW Sulselrabar | 7428 | PLN UP3 Makassar Selatan | 2520 | Gd Ry Panakkukan | ZST1 | PLN Stock Materials | 000000003120428 | CABLE PWR ACC;DEAD END ASSY FIXED50-70mm | ZM0312 | SET | NORMAL | 0 | 0 | 0 | 0 | 1001 | HAR-Switchgear&Jaringan
7400 | UIW Sulselrabar | 7428 | PLN UP3 Makassar Selatan | 2520 | Gd Ry Panakkukan | ZST1 | PLN Stock Materials | 000000003120486 | CABLE PWR ACC;SUSPENSION ASSY 25-70mm | ZM0312 | BH | NORMAL | 0 | 0 | 0 | 0 | 1001 | HAR-Switchgear&Jaringan
7400 | UIW Sulselrabar | 7428 | PLN UP3 Makassar Selatan | 2520 | Gd Ry Panakkukan | ZST1 | PLN Stock Materials | 000000003190002 | CUT OUT;20kV;6-100A;10kA;125kV | ZM0319 | BH | NORMAL | 0 | 0 | 0 | 0 | 1001 | HAR-Switchgear&Jaringan
7400 | UIW Sulselrabar | 7428 | PLN UP3 Makassar Selatan | 2520 | Gd Ry Panakkukan | ZST1 | PLN Stock Materials | 000000003190018 | CUT OUT;24kV;6-100A;12kA;POLYMER-125kV | ZM0319 | BH | PRE-MEMORY | 0 | 0 | 0 | 0 | 1001 | HAR-Switchgear&Jaringan
7400 | UIW Sulselrabar | 7428 | PLN UP3 Makassar Selatan | 2520 | Gd Ry Panakkukan | ZST1 | PLN Stock Materials | 000000003190018 | CUT OUT;24kV;6-100A;12kA;POLYMER-125kV | ZM0319 | BH | NORMAL | 0 | 0 | 0 | 0 | 1001 | HAR-Switchgear&Jaringan
7400 | UIW Sulselrabar | 7428 | PLN UP3 Makassar Selatan | 2520 | Gd Ry Panakkukan | ZST1 | PLN Stock Materials | 000000003190019 | CUT OUT;24KV;100A;;POLYMER | ZM0319 | BH | NORMAL | 0 | 0 | 0 | 0 | 1001 | HAR-Switchgear&Jaringan
7400 | UIW Sulselrabar | 7428 | PLN UP3 Makassar Selatan | 2520 | Gd Ry Panakkukan | ZST1 | PLN Stock Materials | 000000003190028 | CUT OUT;24KV;100A;12.5KA;POLYMER | ZM0319 | BH | NORMAL | 0 | 0 | 0 | 0 | 1001 | HAR-Switchgear&Jaringan
7400 | UIW Sulselrabar | 7428 | PLN UP3 Makassar Selatan | 2520 | Gd Ry Panakkukan | ZST1 | PLN Stock Materials | 000000003200002 | CUT OUT ACC;FUSE LINK 20kV 10A | ZM0320 | BH | NORMAL | 30 | 0 | 0 | 0 | 1001 | HAR-Switchgear&Jaringan
7400 | UIW Sulselrabar | 7428 | PLN UP3 Makassar Selatan | 2520 | Gd Ry Panakkukan | ZST1 | PLN Stock Materials | 000000003200004 | CUT OUT ACC;FUSE LINK 20kV 15A | ZM0320 | BH | NORMAL | 10 | 0 | 0 | 0 | 1001 | HAR-Switchgear&Jaringan
7400 | UIW Sulselrabar | 7428 | PLN UP3 Makassar Selatan | 2520 | Gd Ry Panakkukan | ZST1 | PLN Stock Materials | 000000003200005 | CUT OUT ACC;FUSE LINK 20kV 20A | ZM0320 | BH | NORMAL | 0 | 0 | 0 | 0 | 1001 | HAR-Switchgear&Jaringan
7400 | UIW Sulselrabar | 7428 | PLN UP3 Makassar Selatan | 2520 | Gd Ry Panakkukan | ZST1 | PLN Stock Materials | 000000003200007 | CUT OUT ACC;FUSE LINK 20kV 25A | ZM0320 | BH | NORMAL | 0 | 0 | 0 | 0 | 1001 | HAR-Switchgear&Jaringan
7400 | UIW Sulselrabar | 7428 | PLN UP3 Makassar Selatan | 2520 | Gd Ry Panakkukan | ZST1 | PLN Stock Materials | 000000003200008 | CUT OUT ACC;FUSE LINK 20kV 2A | ZM0320 | BH | NORMAL | 0 | 0 | 0 | 0 | 1001 | HAR-Switchgear&Jaringan
7400 | UIW Sulselrabar | 7428 | PLN UP3 Makassar Selatan | 2520 | Gd Ry Panakkukan | ZST1 | PLN Stock Materials | 000000003200009 | CUT OUT ACC;FUSE LINK 20kV 30A | ZM0320 | BH | NORMAL | 0 | 0 | 0 | 0 | 1001 | HAR-Switchgear&Jaringan
7400 | UIW Sulselrabar | 7428 | PLN UP3 Makassar Selatan | 2520 | Gd Ry Panakkukan | ZST1 | PLN Stock Materials | 000000003200010 | CUT OUT ACC;FUSE LINK 20kV 3A | ZM0320 | BH | NORMAL | 0 | 0 | 0 | 0 | 1001 | HAR-Switchgear&Jaringan
7400 | UIW Sulselrabar | 7428 | PLN UP3 Makassar Selatan | 2520 | Gd Ry Panakkukan | ZST1 | PLN Stock Materials | 000000003200015 | CUT OUT ACC;FUSE LINK 20kV 6A | ZM0320 | BH | NORMAL | 15 | 0 | 0 | 0 | 1001 | HAR-Switchgear&Jaringan
7400 | UIW Sulselrabar | 7428 | PLN UP3 Makassar Selatan | 2520 | Gd Ry Panakkukan | ZST1 | PLN Stock Materials | 000000003200017 | CUT OUT ACC;FUSE LINK 20kV 8A | ZM0320 | BH | NORMAL | 30 | 0 | 0 | 0 | 1001 | HAR-Switchgear&Jaringan
7400 | UIW Sulselrabar | 7428 | PLN UP3 Makassar Selatan | 2520 | Gd Ry Panakkukan | ZST1 | PLN Stock Materials | 000000003200018 | CUT OUT ACC;FUSE LINK 20kV 5A | ZM0320 | BH | NORMAL | 45 | 0 | 0 | 0 | 1001 | HAR-Switchgear&Jaringan
7400 | UIW Sulselrabar | 7428 | PLN UP3 Makassar Selatan | 2520 | Gd Ry Panakkukan | ZST1 | PLN Stock Materials | 000000003250012 | MCB;220/250V;1P;2A;50Hz; | ZM0325 | BH | NORMAL | 0 | 0 | 0 | 0 | 1003 | HAR-Alat Ukur
7400 | UIW Sulselrabar | 7428 | PLN UP3 Makassar Selatan | 2520 | Gd Ry Panakkukan | ZST1 | PLN Stock Materials | 000000003250023 | MCB;380/440V;3P;160A;50Hz;MCCB | ZM0325 | BH | NORMAL | 9 | 0 | 0 | 0 | 1003 | HAR-Alat Ukur
7400 | UIW Sulselrabar | 7428 | PLN UP3 Makassar Selatan | 2520 | Gd Ry Panakkukan | ZST1 | PLN Stock Materials | 000000003250026 | MCB;380/440V;3P;300A;50Hz;MCCB | ZM0325 | BH | NORMAL | 0 | 0 | 0 | 0 | 1003 | HAR-Alat Ukur
7400 | UIW Sulselrabar | 7428 | PLN UP3 Makassar Selatan | 2520 | Gd Ry Panakkukan | ZST1 | PLN Stock Materials | 000000003250029 | MCB;380/440V;3P;50A;50Hz; | ZM0325 | BH | NORMAL | 0 | 0 | 0 | 0 | 1003 | HAR-Alat Ukur
7400 | UIW Sulselrabar | 7428 | PLN UP3 Makassar Selatan | 2520 | Gd Ry Panakkukan | ZST1 | PLN Stock Materials | 000000003250031 | MCB;380/440V;3P;63A;50Hz; | ZM0325 | BH | NORMAL | 0 | 0 | 0 | 0 | 1003 | HAR-Alat Ukur
7400 | UIW Sulselrabar | 7428 | PLN UP3 Makassar Selatan | 2520 | Gd Ry Panakkukan | ZST1 | PLN Stock Materials | 000000003250032 | MCB;380/440V;3P;63A;50Hz;MCCB | ZM0325 | BH | NORMAL | 0 | 0 | 0 | 0 | 1003 | HAR-Alat Ukur
7400 | UIW Sulselrabar | 7428 | PLN UP3 Makassar Selatan | 2520 | Gd Ry Panakkukan | ZST1 | PLN Stock Materials | 000000003250034 | MCB;380/440V;3P;80A;50Hz;MCCB | ZM0325 | BH | NORMAL | 0 | 0 | 0 | 0 | 1003 | HAR-Alat Ukur
7400 | UIW Sulselrabar | 7428 | PLN UP3 Makassar Selatan | 2520 | Gd Ry Panakkukan | ZST1 | PLN Stock Materials | 000000003250046 | MCB;230/400V;1P;2A;50Hz; | ZM0325 | BH | NORMAL | 18 | 0 | 0 | 0 | 1003 | HAR-Alat Ukur
7400 | UIW Sulselrabar | 7428 | PLN UP3 Makassar Selatan | 2520 | Gd Ry Panakkukan | ZST1 | PLN Stock Materials | 000000003250048 | MCB;230/400V;1P;4A;50Hz; | ZM0325 | BH | PRE-MEMORY | 0 | 0 | 0 | 0 | 1003 | HAR-Alat Ukur
7400 | UIW Sulselrabar | 7428 | PLN UP3 Makassar Selatan | 2520 | Gd Ry Panakkukan | ZST1 | PLN Stock Materials | 000000003250048 | MCB;230/400V;1P;4A;50Hz; | ZM0325 | BH | NORMAL | 331 | 0 | 0 | 0 | 1003 | HAR-Alat Ukur
7400 | UIW Sulselrabar | 7428 | PLN UP3 Makassar Selatan | 2520 | Gd Ry Panakkukan | ZST1 | PLN Stock Materials | 000000003250050 | MCB;230/400V;1P;6A;50Hz; | ZM0325 | BH | PRE-MEMORY | 0 | 0 | 0 | 0 | 1003 | HAR-Alat Ukur
7400 | UIW Sulselrabar | 7428 | PLN UP3 Makassar Selatan | 2520 | Gd Ry Panakkukan | ZST1 | PLN Stock Materials | 000000003250050 | MCB;230/400V;1P;6A;50Hz; | ZM0325 | BH | NORMAL | 202 | 0 | 0 | 0 | 1003 | HAR-Alat Ukur
7400 | UIW Sulselrabar | 7428 | PLN UP3 Makassar Selatan | 2520 | Gd Ry Panakkukan | ZST1 | PLN Stock Materials | 000000003250052 | MCB;230/400V;1P;10A;50Hz; | ZM0325 | BH | PRE-MEMORY | 0 | 0 | 0 | 0 | 1003 | HAR-Alat Ukur
7400 | UIW Sulselrabar | 7428 | PLN UP3 Makassar Selatan | 2520 | Gd Ry Panakkukan | ZST1 | PLN Stock Materials | 000000003250052 | MCB;230/400V;1P;10A;50Hz; | ZM0325 | BH | NORMAL | 303 | 0 | 0 | 0 | 1003 | HAR-Alat Ukur
7400 | UIW Sulselrabar | 7428 | PLN UP3 Makassar Selatan | 2520 | Gd Ry Panakkukan | ZST1 | PLN Stock Materials | 000000003250054 | MCB;230/400V;1P;16A;50Hz; | ZM0325 | BH | PRE-MEMORY | 0 | 0 | 0 | 0 | 1003 | HAR-Alat Ukur
7400 | UIW Sulselrabar | 7428 | PLN UP3 Makassar Selatan | 2520 | Gd Ry Panakkukan | ZST1 | PLN Stock Materials | 000000003250054 | MCB;230/400V;1P;16A;50Hz; | ZM0325 | BH | NORMAL | 50 | 0 | 0 | 0 | 1003 | HAR-Alat Ukur
7400 | UIW Sulselrabar | 7428 | PLN UP3 Makassar Selatan | 2520 | Gd Ry Panakkukan | ZST1 | PLN Stock Materials | 000000003250056 | MCB;230/400V;1P;20A;50Hz; | ZM0325 | BH | PRE-MEMORY | 0 | 0 | 0 | 0 | 1003 | HAR-Alat Ukur
7400 | UIW Sulselrabar | 7428 | PLN UP3 Makassar Selatan | 2520 | Gd Ry Panakkukan | ZST1 | PLN Stock Materials | 000000003250056 | MCB;230/400V;1P;20A;50Hz; | ZM0325 | BH | NORMAL | 26 | 0 | 0 | 0 | 1003 | HAR-Alat Ukur
7400 | UIW Sulselrabar | 7428 | PLN UP3 Makassar Selatan | 2520 | Gd Ry Panakkukan | ZST1 | PLN Stock Materials | 000000003250058 | MCB;230/400V;1P;25A;50Hz; | ZM0325 | BH | PRE-MEMORY | 0 | 0 | 0 | 0 | 1003 | HAR-Alat Ukur
7400 | UIW Sulselrabar | 7428 | PLN UP3 Makassar Selatan | 2520 | Gd Ry Panakkukan | ZST1 | PLN Stock Materials | 000000003250058 | MCB;230/400V;1P;25A;50Hz; | ZM0325 | BH | NORMAL | 29 | 0 | 0 | 0 | 1003 | HAR-Alat Ukur
7400 | UIW Sulselrabar | 7428 | PLN UP3 Makassar Selatan | 2520 | Gd Ry Panakkukan | ZST1 | PLN Stock Materials | 000000003250059 | MCB;230/400V;1P;35A;50Hz; | ZM0325 | BH | NORMAL | 0 | 0 | 0 | 0 | 1003 | HAR-Alat Ukur
7400 | UIW Sulselrabar | 7428 | PLN UP3 Makassar Selatan | 2520 | Gd Ry Panakkukan | ZST1 | PLN Stock Materials | 000000003250060 | MCB;230/400V;1P;50A;50Hz; | ZM0325 | BH | NORMAL | 33 | 0 | 0 | 0 | 1003 | HAR-Alat Ukur
7400 | UIW Sulselrabar | 7428 | PLN UP3 Makassar Selatan | 2520 | Gd Ry Panakkukan | ZST1 | PLN Stock Materials | 000000003250063 | MCB;380/440V;3P;100A;50HZ;MCCB | ZM0325 | BH | NORMAL | 0 | 0 | 0 | 0 | 1003 | HAR-Alat Ukur
7400 | UIW Sulselrabar | 7428 | PLN UP3 Makassar Selatan | 2520 | Gd Ry Panakkukan | ZST1 | PLN Stock Materials | 000000003250064 | MCB;380/440V;3P;125A;50HZ;MCCB | ZM0325 | BH | NORMAL | 0 | 0 | 0 | 0 | 1003 | HAR-Alat Ukur
7400 | UIW Sulselrabar | 7428 | PLN UP3 Makassar Selatan | 2520 | Gd Ry Panakkukan | ZST1 | PLN Stock Materials | 000000003250076 | MCB;230/400V;3P;200A;50Hz;MCCB | ZM0325 | BH | NORMAL | 1 | 0 | 0 | 0 | 1003 | HAR-Alat Ukur
7400 | UIW Sulselrabar | 7428 | PLN UP3 Makassar Selatan | 2520 | Gd Ry Panakkukan | ZST1 | PLN Stock Materials | 000000003250077 | MCB;230/400V;3P;225A;50Hz;MCCB | ZM0325 | BH | NORMAL | 5 | 0 | 0 | 0 | 1003 | HAR-Alat Ukur
7400 | UIW Sulselrabar | 7428 | PLN UP3 Makassar Selatan | 2520 | Gd Ry Panakkukan | ZST1 | PLN Stock Materials | 000000003250097 | MCB;230/400V;3P;10A;50Hz; | ZM0325 | BH | PRE-MEMORY | 0 | 0 | 0 | 0 | 1003 | HAR-Alat Ukur
7400 | UIW Sulselrabar | 7428 | PLN UP3 Makassar Selatan | 2520 | Gd Ry Panakkukan | ZST1 | PLN Stock Materials | 000000003250097 | MCB;230/400V;3P;10A;50Hz; | ZM0325 | BH | NORMAL | 31 | 0 | 0 | 0 | 1003 | HAR-Alat Ukur
7400 | UIW Sulselrabar | 7428 | PLN UP3 Makassar Selatan | 2520 | Gd Ry Panakkukan | ZST1 | PLN Stock Materials | 000000003250099 | MCB;230/400V;3P;16A;50Hz; | ZM0325 | BH | PRE-MEMORY | 0 | 0 | 0 | 0 | 1003 | HAR-Alat Ukur
7400 | UIW Sulselrabar | 7428 | PLN UP3 Makassar Selatan | 2520 | Gd Ry Panakkukan | ZST1 | PLN Stock Materials | 000000003250099 | MCB;230/400V;3P;16A;50Hz; | ZM0325 | BH | NORMAL | 28 | 0 | 0 | 0 | 1003 | HAR-Alat Ukur
7400 | UIW Sulselrabar | 7428 | PLN UP3 Makassar Selatan | 2520 | Gd Ry Panakkukan | ZST1 | PLN Stock Materials | 000000003250100 | MCB;230/400V;3P;20A;50Hz; | ZM0325 | BH | PRE-MEMORY | 0 | 0 | 0 | 0 | 1003 | HAR-Alat Ukur
7400 | UIW Sulselrabar | 7428 | PLN UP3 Makassar Selatan | 2520 | Gd Ry Panakkukan | ZST1 | PLN Stock Materials | 000000003250100 | MCB;230/400V;3P;20A;50Hz; | ZM0325 | BH | NORMAL | 27 | 0 | 0 | 0 | 1003 | HAR-Alat Ukur
7400 | UIW Sulselrabar | 7428 | PLN UP3 Makassar Selatan | 2520 | Gd Ry Panakkukan | ZST1 | PLN Stock Materials | 000000003250102 | MCB;230/400V;3P;25A;50Hz; | ZM0325 | BH | PRE-MEMORY | 0 | 0 | 0 | 0 | 1003 | HAR-Alat Ukur
7400 | UIW Sulselrabar | 7428 | PLN UP3 Makassar Selatan | 2520 | Gd Ry Panakkukan | ZST1 | PLN Stock Materials | 000000003250102 | MCB;230/400V;3P;25A;50Hz; | ZM0325 | BH | NORMAL | 29 | 0 | 0 | 0 | 1003 | HAR-Alat Ukur
7400 | UIW Sulselrabar | 7428 | PLN UP3 Makassar Selatan | 2520 | Gd Ry Panakkukan | ZST1 | PLN Stock Materials | 000000003250103 | MCB;230/400V;3P;35A;50Hz; | ZM0325 | BH | PRE-MEMORY | 0 | 0 | 0 | 0 | 1003 | HAR-Alat Ukur
7400 | UIW Sulselrabar | 7428 | PLN UP3 Makassar Selatan | 2520 | Gd Ry Panakkukan | ZST1 | PLN Stock Materials | 000000003250103 | MCB;230/400V;3P;35A;50Hz; | ZM0325 | BH | NORMAL | 30 | 0 | 0 | 0 | 1003 | HAR-Alat Ukur
7400 | UIW Sulselrabar | 7428 | PLN UP3 Makassar Selatan | 2520 | Gd Ry Panakkukan | ZST1 | PLN Stock Materials | 000000003250104 | MCB;230/400V;3P;50A;50Hz; | ZM0325 | BH | PRE-MEMORY | 0 | 0 | 0 | 0 | 1003 | HAR-Alat Ukur
7400 | UIW Sulselrabar | 7428 | PLN UP3 Makassar Selatan | 2520 | Gd Ry Panakkukan | ZST1 | PLN Stock Materials | 000000003250290 | MCB;230/400V;3P;35A;50HZ;MCCB+SHUNTTRIP | ZM0325 | BH | NORMAL | 0 | 0 | 0 | 0 | 1003 | HAR-Alat Ukur
7400 | UIW Sulselrabar | 7428 | PLN UP3 Makassar Selatan | 2520 | Gd Ry Panakkukan | ZST1 | PLN Stock Materials | 000000003250292 | MCB;230/400V;3P;63A;50HZ;MCCB+SHUNTTRIP | ZM0325 | BH | NORMAL | 0 | 0 | 0 | 0 | 1003 | HAR-Alat Ukur
7400 | UIW Sulselrabar | 7428 | PLN UP3 Makassar Selatan | 2520 | Gd Ry Panakkukan | ZST1 | PLN Stock Materials | 000000003250301 | MCB;230/415V;3P;100A;50Hz;MCCB+SHUNTTRIP | ZM0325 | BH | NORMAL | 0 | 0 | 0 | 0 | 1003 | HAR-Alat Ukur
7400 | UIW Sulselrabar | 7428 | PLN UP3 Makassar Selatan | 2520 | Gd Ry Panakkukan | ZST1 | PLN Stock Materials | 000000003260018 | LVSB;DIST;3P;380V;630A;4LINE;OD | ZM0326 | SET | NORMAL | 0 | 0 | 0 | 0 | 1001 | HAR-Switchgear&Jaringan
7400 | UIW Sulselrabar | 7428 | PLN UP3 Makassar Selatan | 2520 | Gd Ry Panakkukan | ZST1 | PLN Stock Materials | 000000003260027 | LVSB;DIST;3P;380V;250A;2LINE;OD | ZM0326 | U | NORMAL | 0 | 0 | 0 | 0 | 1001 | HAR-Switchgear&Jaringan
7400 | UIW Sulselrabar | 7428 | PLN UP3 Makassar Selatan | 2520 | Gd Ry Panakkukan | ZST1 | PLN Stock Materials | 000000003260161 | LVSB;DIST;3P;400V;250A;2LINE;OD | ZM0326 | SET | NORMAL | 0 | 0 | 0 | 0 | 1001 | HAR-Switchgear&Jaringan
7400 | UIW Sulselrabar | 7428 | PLN UP3 Makassar Selatan | 2520 | Gd Ry Panakkukan | ZST1 | PLN Stock Materials | 000000003260236 | LVSB;DIST;3P;400V;250A+MCCB;2LINE;OD | ZM0326 | SET | NORMAL | 0 | 0 | 0 | 0 | 1001 | HAR-Switchgear&Jaringan
7400 | UIW Sulselrabar | 7428 | PLN UP3 Makassar Selatan | 2520 | Gd Ry Panakkukan | ZST1 | PLN Stock Materials | 000000003260237 | LVSB;DIST;3P;400V;400A;2LINE;OD | ZM0326 | SET | NORMAL | 0 | 0 | 0 | 0 | 1001 | HAR-Switchgear&Jaringan
7400 | UIW Sulselrabar | 7428 | PLN UP3 Makassar Selatan | 2520 | Gd Ry Panakkukan | ZST1 | PLN Stock Materials | 000000003270029 | LVSB ACC;FUSE HOLDER 400A | ZM0327 | BH | PRE-MEMORY | 0 | 0 | 0 | 0 | 1001 | HAR-Switchgear&Jaringan
7400 | UIW Sulselrabar | 7428 | PLN UP3 Makassar Selatan | 2520 | Gd Ry Panakkukan | ZST1 | PLN Stock Materials | 000000003270029 | LVSB ACC;FUSE HOLDER 400A | ZM0327 | BH | NORMAL | 0 | 0 | 0 | 0 | 1001 | HAR-Switchgear&Jaringan
7400 | UIW Sulselrabar | 7428 | PLN UP3 Makassar Selatan | 2520 | Gd Ry Panakkukan | ZST1 | PLN Stock Materials | 000000003270063 | LVSB ACC;FUSE HOLDER 250A | ZM0327 | BH | NORMAL | 0 | 0 | 0 | 0 | 1001 | HAR-Switchgear&Jaringan
7400 | UIW Sulselrabar | 7428 | PLN UP3 Makassar Selatan | 2520 | Gd Ry Panakkukan | ZST1 | PLN Stock Materials | 000000003270170 | LVSB ACC;FUSE HOLDER 630A | ZM0327 | BH | PRE-MEMORY | 0 | 0 | 0 | 0 | 1001 | HAR-Switchgear&Jaringan
7400 | UIW Sulselrabar | 7428 | PLN UP3 Makassar Selatan | 2520 | Gd Ry Panakkukan | ZST1 | PLN Stock Materials | 000000003270170 | LVSB ACC;FUSE HOLDER 630A | ZM0327 | BH | NORMAL | 0 | 0 | 0 | 0 | 1001 | HAR-Switchgear&Jaringan
7400 | UIW Sulselrabar | 7428 | PLN UP3 Makassar Selatan | 2520 | Gd Ry Panakkukan | ZST1 | PLN Stock Materials | 000000003280002 | CONN;;H;AL;35-70mm2;PRS | ZM0328 | BH | NORMAL | 0 | 0 | 0 | 0 | 1001 | HAR-Switchgear&Jaringan
7400 | UIW Sulselrabar | 7428 | PLN UP3 Makassar Selatan | 2520 | Gd Ry Panakkukan | ZST1 | PLN Stock Materials | 000000003280010 | CONN;;PG W TO W;AL;D35.75-35.75mm2;BOLT | ZM0328 | BH | NORMAL | 0 | 0 | 0 | 0 | 1001 | HAR-Switchgear&Jaringan
7400 | UIW Sulselrabar | 7428 | PLN UP3 Makassar Selatan | 2520 | Gd Ry Panakkukan | ZST1 | PLN Stock Materials | 000000003280095 | CONN;20kV;H;AL;50-70mm2;PRS; | ZM0328 | BH | NORMAL | 0 | 0 | 0 | 0 | 1001 | HAR-Switchgear&Jaringan
7400 | UIW Sulselrabar | 7428 | PLN UP3 Makassar Selatan | 2520 | Gd Ry Panakkukan | ZST1 | PLN Stock Materials | 000000003280139 | CONN;20kV;H;AL;70-70/70-70mm2;PRS; | ZM0328 | BH | NORMAL | 0 | 0 | 0 | 0 | 1001 | HAR-Switchgear&Jaringan
7400 | UIW Sulselrabar | 7428 | PLN UP3 Makassar Selatan | 2520 | Gd Ry Panakkukan | ZST1 | PLN Stock Materials | 000000003280151 | CONN;20kV;H;AL;35-70/35-70mm2;PRS; | ZM0328 | BH | NORMAL | 0 | 0 | 0 | 0 | 1001 | HAR-Switchgear&Jaringan
7400 | UIW Sulselrabar | 7428 | PLN UP3 Makassar Selatan | 2520 | Gd Ry Panakkukan | ZST1 | PLN Stock Materials | 000000003280162 | CONN;20kV;H;AL;35-70mm2;PRS; | ZM0328 | BH | PRE-MEMORY | 0 | 0 | 0 | 0 | 1001 | HAR-Switchgear&Jaringan
7400 | UIW Sulselrabar | 7428 | PLN UP3 Makassar Selatan | 2520 | Gd Ry Panakkukan | ZST1 | PLN Stock Materials | 000000003280185 | CONN;20kV;H;AL;150-150mm2;PRS; | ZM0328 | BH | NORMAL | 0 | 0 | 0 | 0 | 1001 | HAR-Switchgear&Jaringan
7400 | UIW Sulselrabar | 7428 | PLN UP3 Makassar Selatan | 2520 | Gd Ry Panakkukan | ZST1 | PLN Stock Materials | 000000003280266 | CONN;;H;AL;150-240mm2;; | ZM0328 | BH | NORMAL | 0 | 0 | 0 | 0 | 1001 | HAR-Switchgear&Jaringan
7400 | UIW Sulselrabar | 7428 | PLN UP3 Makassar Selatan | 2520 | Gd Ry Panakkukan | ZST1 | PLN Stock Materials | 000000003280337 | CONN;1kV;PIER;AL;6-25/35-70mm2;2BOLT;WP | ZM0328 | BH | NORMAL | 0 | 0 | 0 | 0 | 1001 | HAR-Switchgear&Jaringan
7400 | UIW Sulselrabar | 7428 | PLN UP3 Makassar Selatan | 2520 | Gd Ry Panakkukan | ZST1 | PLN Stock Materials | 000000003280384 | CONN;20kV;CCO;AL;70-150mm2;PRS | ZM0328 | BH | NORMAL | 0 | 0 | 0 | 0 | 1001 | HAR-Switchgear&Jaringan
7400 | UIW Sulselrabar | 7428 | PLN UP3 Makassar Selatan | 2520 | Gd Ry Panakkukan | ZST1 | PLN Stock Materials | 000000004120005 | BOX;APPVI NCBL;ST PLATE; | ZM0412 | BH | NORMAL | 0 | 0 | 0 | 0 | 1003 | HAR-Alat Ukur
7400 | UIW Sulselrabar | 7428 | PLN UP3 Makassar Selatan | 2520 | Gd Ry Panakkukan | ZST1 | PLN Stock Materials | 000000004120049 | BOX;APPIII;ST PLATE 2mm; | ZM0412 | BH | PRE-MEMORY | 0 | 0 | 0 | 0 | 1003 | HAR-Alat Ukur
7400 | UIW Sulselrabar | 7428 | PLN UP3 Makassar Selatan | 2520 | Gd Ry Panakkukan | ZST1 | PLN Stock Materials | 000000004120049 | BOX;APPIII;ST PLATE 2mm; | ZM0412 | BH | NORMAL | 0 | 0 | 0 | 0 | 1003 | HAR-Alat Ukur
7400 | UIW Sulselrabar | 7428 | PLN UP3 Makassar Selatan | 2520 | Gd Ry Panakkukan | ZST1 | PLN Stock Materials | 000000004120054 | BOX;APPVI TR;ST PLATE 2mm; | ZM0412 | BH | NORMAL | 0 | 0 | 0 | 0 | 1003 | HAR-Alat Ukur
7400 | UIW Sulselrabar | 7428 | PLN UP3 Makassar Selatan | 2520 | Gd Ry Panakkukan | ZST1 | PLN Stock Materials | 000000004120102 | BOX;MER TRIP MODEM MCCB CT TR 53KVA | ZM0412 | SET | NORMAL | 0 | 0 | 0 | 0 | 1003 | HAR-Alat Ukur
7400 | UIW Sulselrabar | 7428 | PLN UP3 Makassar Selatan | 2520 | Gd Ry Panakkukan | ZST1 | PLN Stock Materials | 000000004120103 | BOX;MER TRIP MODEM MCCB CT TR 66KVA | ZM0412 | SET | NORMAL | 0 | 0 | 0 | 0 | 1003 | HAR-Alat Ukur
7400 | UIW Sulselrabar | 7428 | PLN UP3 Makassar Selatan | 2520 | Gd Ry Panakkukan | ZST1 | PLN Stock Materials | 000000004120104 | BOX;MER TRIP MODEM MCCB CT TR 82,5KVA | ZM0412 | SET | NORMAL | 0 | 0 | 0 | 0 | 1003 | HAR-Alat Ukur
7400 | UIW Sulselrabar | 7428 | PLN UP3 Makassar Selatan | 2520 | Gd Ry Panakkukan | ZST1 | PLN Stock Materials | 000000004120105 | BOX;MER TRIP MODEM MCCB CT TR 105KVA | ZM0412 | SET | NORMAL | 0 | 0 | 0 | 0 | 1003 | HAR-Alat Ukur
7400 | UIW Sulselrabar | 7428 | PLN UP3 Makassar Selatan | 2520 | Gd Ry Panakkukan | ZST1 | PLN Stock Materials | 000000004120107 | BOX;MER TRIP MODEM MCCB CT TR 147KVA | ZM0412 | SET | NORMAL | 0 | 0 | 0 | 0 | 1003 | HAR-Alat Ukur
7400 | UIW Sulselrabar | 7428 | PLN UP3 Makassar Selatan | 2520 | Gd Ry Panakkukan | ZST1 | PLN Stock Materials | 000000004120109 | BOX;MER TRIP MODEM MCCB CT TR 197KVA | ZM0412 | SET | NORMAL | 0 | 0 | 0 | 0 | 1003 | HAR-Alat Ukur
7400 | UIW Sulselrabar | 7428 | PLN UP3 Makassar Selatan | 2520 | Gd Ry Panakkukan | ZST1 | PLN Stock Materials | 000000004120194 | BOX;APPIII MCB 25A;PLAT2mm;420X200X644mm | ZM0412 | SET | NORMAL | 2 | 0 | 0 | 0 | 1003 | HAR-Alat Ukur
7400 | UIW Sulselrabar | 7428 | PLN UP3 Makassar Selatan | 2520 | Gd Ry Panakkukan | ZST1 | PLN Stock Materials | 000000004120222 | BOX;APPIII MCB 10A;PLAT2MM;420X200X644MM | ZM0412 | SET | NORMAL | 2 | 0 | 0 | 0 | 1003 | HAR-Alat Ukur
7400 | UIW Sulselrabar | 7428 | PLN UP3 Makassar Selatan | 2520 | Gd Ry Panakkukan | ZST1 | PLN Stock Materials | 000000004120285 | BOX;AMR COMBO;105KVA;+Shunt-Trip | ZM0412 | U | NORMAL | 0 | 0 | 0 | 0 | 1003 | HAR-Alat Ukur
7400 | UIW Sulselrabar | 7428 | PLN UP3 Makassar Selatan | 2520 | Gd Ry Panakkukan | ZST1 | PLN Stock Materials | 000000004120286 | BOX;AMR COMBO;131KVA;+Shunt-Trip | ZM0412 | U | NORMAL | 0 | 0 | 0 | 0 | 1003 | HAR-Alat Ukur
7400 | UIW Sulselrabar | 7428 | PLN UP3 Makassar Selatan | 2520 | Gd Ry Panakkukan | ZST1 | PLN Stock Materials | 000000004120288 | BOX;AMR COMBO;197KVA;+Shunt-Trip | ZM0412 | U | NORMAL | 0 | 0 | 0 | 0 | 1003 | HAR-Alat Ukur
7400 | UIW Sulselrabar | 7428 | PLN UP3 Makassar Selatan | 2520 | Gd Ry Panakkukan | ZST1 | PLN Stock Materials | 000000004120289 | BOX;AMR COMBO;147KVA;+Shunt-Trip | ZM0412 | U | NORMAL | 0 | 0 | 0 | 0 | 1003 | HAR-Alat Ukur
7400 | UIW Sulselrabar | 7428 | PLN UP3 Makassar Selatan | 2520 | Gd Ry Panakkukan | ZST1 | PLN Stock Materials | 000000004120305 | BOX;APPIII MCB 25A;STPLATE;645X400X200MM | ZM0412 | BH | NORMAL | 0 | 0 | 0 | 0 | 1003 | HAR-Alat Ukur
7400 | UIW Sulselrabar | 7428 | PLN UP3 Makassar Selatan | 2520 | Gd Ry Panakkukan | ZST1 | PLN Stock Materials | 000000004120306 | BOX;APPIII MCB 35A;STPLATE;645X400X200MM | ZM0412 | BH | NORMAL | 0 | 0 | 0 | 0 | 1003 | HAR-Alat Ukur
7400 | UIW Sulselrabar | 7428 | PLN UP3 Makassar Selatan | 2520 | Gd Ry Panakkukan | ZST1 | PLN Stock Materials | 000000004120308 | BOX;APPIII MCB 63A;STPLATE;840X330X170MM | ZM0412 | BH | NORMAL | 0 | 0 | 0 | 0 | 1003 | HAR-Alat Ukur
7400 | UIW Sulselrabar | 7428 | PLN UP3 Makassar Selatan | 2520 | Gd Ry Panakkukan | ZST1 | PLN Stock Materials | 000000004120320 | BOX;AMR COMBO;53KVA;+SHUNT-TRIP | ZM0412 | BH | NORMAL | 0 | 0 | 0 | 0 | 1003 | HAR-Alat Ukur
7400 | UIW Sulselrabar | 7428 | PLN UP3 Makassar Selatan | 2520 | Gd Ry Panakkukan | ZST1 | PLN Stock Materials | 000000004120321 | BOX;AMR COMBO;66KVA;+SHUNT-TRIP | ZM0412 | BH | NORMAL | 0 | 0 | 0 | 0 | 1003 | HAR-Alat Ukur
7400 | UIW Sulselrabar | 7428 | PLN UP3 Makassar Selatan | 2520 | Gd Ry Panakkukan | ZST1 | PLN Stock Materials | 000000004120325 | BOX;PANEL HOOK SPLU;PLAT 1.6MM; | ZM0412 | BH | NORMAL | 0 | 0 | 0 | 0 | 1005 | HAR-Persediaan Umum
7400 | UIW Sulselrabar | 7428 | PLN UP3 Makassar Selatan | 2520 | Gd Ry Panakkukan | ZST1 | PLN Stock Materials | 000000004120333 | BOX;APPIII;16.5KVA;+MCB | ZM0412 | BH | NORMAL | 0 | 0 | 0 | 0 | 1003 | HAR-Alat Ukur
7400 | UIW Sulselrabar | 7428 | PLN UP3 Makassar Selatan | 2520 | Gd Ry Panakkukan | ZST1 | PLN Stock Materials | 000000004120395 | BOX;APPMCCB16ASTRIP;ST1.2;645X400X200MM | ZM0412 | BH | NORMAL | 0 | 0 | 0 | 0 | 1003 | HAR-Alat Ukur
7400 | UIW Sulselrabar | 7428 | PLN UP3 Makassar Selatan | 2520 | Gd Ry Panakkukan | ZST1 | PLN Stock Materials | 000000004160016 | CABLE CTRL;NYAF;1X6mm2;0.6/1kV;OH | ZM0416 | M | PRE-MEMORY | 0 | 0 | 0 | 0 | 1002 | HAR-Kabel
7400 | UIW Sulselrabar | 7428 | PLN UP3 Makassar Selatan | 2520 | Gd Ry Panakkukan | ZST1 | PLN Stock Materials | 000000004160016 | CABLE CTRL;NYAF;1X6mm2;0.6/1kV;OH | ZM0416 | M | NORMAL | 0 | 0 | 0 | 0 | 1002 | HAR-Kabel
7400 | UIW Sulselrabar | 7428 | PLN UP3 Makassar Selatan | 2520 | Gd Ry Panakkukan | ZST1 | PLN Stock Materials | 000000004190277 | UNIV ACC;PIPE GALV 3"X3m | ZM0419 | BTG | NORMAL | 0 | 0 | 0 | 0 | 1005 | HAR-Persediaan Umum
7400 | UIW Sulselrabar | 7428 | PLN UP3 Makassar Selatan | 2520 | Gd Ry Panakkukan | ZST1 | PLN Stock Materials | 000000004192460 | UNIV ACC;MULTI-PURPOSE EXPAND FOAM 750ML | ZM0419 | BH | NORMAL | 0 | 0 | 0 | 0 | 1005 | HAR-Persediaan Umum
7400 | UIW Sulselrabar | 7428 | PLN UP3 Makassar Selatan | 2520 | Gd Ry Panakkukan | ZST1 | PLN Stock Materials | 000000007011080 | TOOL M;INSULATING VARNISH RED SPRAY | ZM0701 | CAN | NORMAL | 0 | 0 | 0 | 0 | 1005 | HAR-Persediaan Umum
7400 | UIW Sulselrabar | 7428 | PLN UP3 Makassar Selatan | 2180 | Gd Ar Mksar Sltn | ZST1 | PLN Stock Materials | 000000001030004 | TRF DIS;;20kV/231V;1P;50kVA;;OD | ZM0103 | U | NORMAL | 0 | 0 | 0 | 0 | 1000 | HAR-Transformator
7400 | UIW Sulselrabar | 7428 | PLN UP3 Makassar Selatan | 2180 | Gd Ar Mksar Sltn | ZST1 | PLN Stock Materials | 000000001030011 | TRF DIS;;20kV/400V;3P;200kVA;DYN5;OD | ZM0103 | U | NORMAL | 0 | 0 | 0 | 0 | 1000 | HAR-Transformator
7400 | UIW Sulselrabar | 7428 | PLN UP3 Makassar Selatan | 2180 | Gd Ar Mksar Sltn | ZST1 | PLN Stock Materials | 000000001030013 | TRF DIS;;20kV/400V;3P;250kVA;DYN5;OD | ZM0103 | U | NORMAL | 0 | 0 | 0 | 0 | 1000 | HAR-Transformator
7400 | UIW Sulselrabar | 7428 | PLN UP3 Makassar Selatan | 2180 | Gd Ar Mksar Sltn | ZST1 | PLN Stock Materials | 000000001030017 | TRF DIS;;20kV/400V;3P;400kVA;DYN5;OD | ZM0103 | U | NORMAL | 0 | 0 | 0 | 0 | 1000 | HAR-Transformator
7400 | UIW Sulselrabar | 7428 | PLN UP3 Makassar Selatan | 2180 | Gd Ar Mksar Sltn | ZST1 | PLN Stock Materials | 000000001030062 | TRF DIS;;20kV/400V;3P;100kVA;YZN5;OD | ZM0103 | U | NORMAL | 0 | 0 | 0 | 0 | 1000 | HAR-Transformator
7400 | UIW Sulselrabar | 7428 | PLN UP3 Makassar Selatan | 2180 | Gd Ar Mksar Sltn | ZST1 | PLN Stock Materials | 000000001030063 | TRF DIS;;20kV/400V;3P;160kVA;YZN5;OD | ZM0103 | U | PRE-MEMORY | 0 | 0 | 0 | 0 | 1000 | HAR-Transformator
7400 | UIW Sulselrabar | 7428 | PLN UP3 Makassar Selatan | 2180 | Gd Ar Mksar Sltn | ZST1 | PLN Stock Materials | 000000001030063 | TRF DIS;;20kV/400V;3P;160kVA;YZN5;OD | ZM0103 | U | NORMAL | 0 | 0 | 0 | 0 | 1000 | HAR-Transformator
7400 | UIW Sulselrabar | 7428 | PLN UP3 Makassar Selatan | 2180 | Gd Ar Mksar Sltn | ZST1 | PLN Stock Materials | 000000001030064 | TRF DIS;;20kV/400V;3P;200kVA;YZN5;OD | ZM0103 | U | NORMAL | 0 | 0 | 0 | 0 | 1000 | HAR-Transformator
7400 | UIW Sulselrabar | 7428 | PLN UP3 Makassar Selatan | 2180 | Gd Ar Mksar Sltn | ZST1 | PLN Stock Materials | 000000001030066 | TRF DIS;;20kV/400V;3P;25kVA;YZN5;OD | ZM0103 | U | NORMAL | 0 | 0 | 0 | 0 | 1000 | HAR-Transformator
7400 | UIW Sulselrabar | 7428 | PLN UP3 Makassar Selatan | 2180 | Gd Ar Mksar Sltn | ZST1 | PLN Stock Materials | 000000001030068 | TRF DIS;;20kV/400V;3P;400kVA;YZN5;OD | ZM0103 | U | NORMAL | 0 | 0 | 0 | 0 | 1000 | HAR-Transformator
7400 | UIW Sulselrabar | 7428 | PLN UP3 Makassar Selatan | 2180 | Gd Ar Mksar Sltn | ZST1 | PLN Stock Materials | 000000001030069 | TRF DIS;;20kV/400V;3P;50kVA;YZN5;OD | ZM0103 | U | NORMAL | 0 | 0 | 0 | 0 | 1000 | HAR-Transformator
7400 | UIW Sulselrabar | 7428 | PLN UP3 Makassar Selatan | 2180 | Gd Ar Mksar Sltn | ZST1 | PLN Stock Materials | 000000001030074 | TRF DIS;D3;20kV/400V;3P;100kVA;YZN5;OD | ZM0103 | U | NORMAL | 0 | 0 | 0 | 0 | 1000 | HAR-Transformator
7400 | UIW Sulselrabar | 7428 | PLN UP3 Makassar Selatan | 2180 | Gd Ar Mksar Sltn | ZST1 | PLN Stock Materials | 000000001030075 | TRF DIS;D3;20kV/400V;3P;160kVA;YZN5;OD | ZM0103 | U | NORMAL | 0 | 0 | 0 | 0 | 1000 | HAR-Transformator
7400 | UIW Sulselrabar | 7428 | PLN UP3 Makassar Selatan | 2180 | Gd Ar Mksar Sltn | ZST1 | PLN Stock Materials | 000000001030076 | TRF DIS;D3;20kV/400V;3P;200kVA;DYN5;OD | ZM0103 | U | NORMAL | 0 | 0 | 0 | 0 | 1000 | HAR-Transformator
7400 | UIW Sulselrabar | 7428 | PLN UP3 Makassar Selatan | 2180 | Gd Ar Mksar Sltn | ZST1 | PLN Stock Materials | 000000001030077 | TRF DIS;D3;20kV/400V;3P;250kVA;DYN5;OD | ZM0103 | U | NORMAL | 0 | 0 | 0 | 0 | 1000 | HAR-Transformator
7400 | UIW Sulselrabar | 7428 | PLN UP3 Makassar Selatan | 2180 | Gd Ar Mksar Sltn | ZST1 | PLN Stock Materials | 000000001030097 | TRF DIS;D3;20kV/400V;3P;50kVA;YZN5;OD | ZM0103 | U | NORMAL | 0 | 0 | 0 | 0 | 1000 | HAR-Transformator
7400 | UIW Sulselrabar | 7428 | PLN UP3 Makassar Selatan | 2180 | Gd Ar Mksar Sltn | ZST1 | PLN Stock Materials | 000000001030114 | TRF DIS;D3;20kV/400V;3P;400kVA;DYN5;OD | ZM0103 | U | NORMAL | 0 | 0 | 0 | 0 | 1000 | HAR-Transformator
7400 | UIW Sulselrabar | 7428 | PLN UP3 Makassar Selatan | 2180 | Gd Ar Mksar Sltn | ZST1 | PLN Stock Materials | 000000001030116 | TRF DIS;D3;20kV/231V;1P;50kVA;;OD | ZM0103 | U | PRE-MEMORY | 0 | 0 | 0 | 0 | 1000 | HAR-Transformator
7400 | UIW Sulselrabar | 7428 | PLN UP3 Makassar Selatan | 2180 | Gd Ar Mksar Sltn | ZST1 | PLN Stock Materials | 000000001030116 | TRF DIS;D3;20kV/231V;1P;50kVA;;OD | ZM0103 | U | NORMAL | 0 | 0 | 0 | 0 | 1000 | HAR-Transformator
7400 | UIW Sulselrabar | 7428 | PLN UP3 Makassar Selatan | 2180 | Gd Ar Mksar Sltn | ZST1 | PLN Stock Materials | 000000001030132 | TRF DIS;UGB MBL;20kV/400V;3P;250kVA;;OD | ZM0103 | U | NORMAL | 0 | 0 | 0 | 0 | 1000 | HAR-Transformator
7400 | UIW Sulselrabar | 7428 | PLN UP3 Makassar Selatan | 2180 | Gd Ar Mksar Sltn | ZST1 | PLN Stock Materials | 000000001030180 | TRF DIS;NCSP;11,7kV/231V;1P;50kVA;Iio;OD | ZM0103 | BH | NORMAL | 0 | 0 | 0 | 0 | 1000 | HAR-Transformator
7400 | UIW Sulselrabar | 7428 | PLN UP3 Makassar Selatan | 2180 | Gd Ar Mksar Sltn | ZST1 | PLN Stock Materials | 000000001030185 | TRF DIS;UGB MBL;20KV/400V;3P;160KVA;;ID | ZM0103 | U | NORMAL | 0 | 0 | 0 | 0 | 1000 | HAR-Transformator
7400 | UIW Sulselrabar | 7428 | PLN UP3 Makassar Selatan | 2180 | Gd Ar Mksar Sltn | ZST1 | PLN Stock Materials | 000000001030186 | TRF DIS;UGB MBL;20KV/400V;3P;200KVA;;ID | ZM0103 | U | NORMAL | 0 | 0 | 0 | 0 | 1000 | HAR-Transformator
7400 | UIW Sulselrabar | 7428 | PLN UP3 Makassar Selatan | 2180 | Gd Ar Mksar Sltn | ZST1 | PLN Stock Materials | 000000001060717 | TRF ACC;COVER BUSHING TRAFO | ZM0106 | SET | NORMAL | 0 | 0 | 0 | 0 | 1000 | HAR-Transformator
7400 | UIW Sulselrabar | 7428 | PLN UP3 Makassar Selatan | 2180 | Gd Ar Mksar Sltn | ZST1 | PLN Stock Materials | 000000001060763 | TRF ACC;COVER ARRESTER 2H | ZM0106 | BH | NORMAL | 0 | 0 | 0 | 0 | 1001 | HAR-Switchgear&Jaringan
7400 | UIW Sulselrabar | 7428 | PLN UP3 Makassar Selatan | 2180 | Gd Ar Mksar Sltn | ZST1 | PLN Stock Materials | 000000002010073 | CB;K;24KV;630A;25KA;SPRING;3P;VACUM | ZM0201 | U | NORMAL | 0 | 0 | 0 | 0 | 1001 | HAR-Switchgear&Jaringan
7400 | UIW Sulselrabar | 7428 | PLN UP3 Makassar Selatan | 2180 | Gd Ar Mksar Sltn | ZST1 | PLN Stock Materials | 000000002010533 | CB;K;20KV/24KV;100A;;FUSESAVER;VACUM; | ZM0201 | BH | NORMAL | 0 | 0 | 0 | 0 | 1001 | HAR-Switchgear&Jaringan
7400 | UIW Sulselrabar | 7428 | PLN UP3 Makassar Selatan | 2180 | Gd Ar Mksar Sltn | ZST1 | PLN Stock Materials | 000000002030022 | DS;K;20kV;3P;630A;;;OD | ZM0203 | U | NORMAL | 9 | 0 | 0 | 0 | 1001 | HAR-Switchgear&Jaringan
7400 | UIW Sulselrabar | 7428 | PLN UP3 Makassar Selatan | 2180 | Gd Ar Mksar Sltn | ZST1 | PLN Stock Materials | 000000002040020 | DS ACC;LIGHTNING ARRESTER 24 KV 10 KA | ZM0204 | BH | NORMAL | 0 | 0 | 0 | 0 | 1001 | HAR-Switchgear&Jaringan
7400 | UIW Sulselrabar | 7428 | PLN UP3 Makassar Selatan | 2180 | Gd Ar Mksar Sltn | ZST1 | PLN Stock Materials | 000000002050045 | CT;20kV;K;100-200/5-5A;0.2;;ID | ZM0205 | BH | NORMAL | 1 | 0 | 0 | 0 | 1001 | HAR-Switchgear&Jaringan
7400 | UIW Sulselrabar | 7428 | PLN UP3 Makassar Selatan | 2180 | Gd Ar Mksar Sltn | ZST1 | PLN Stock Materials | 000000002050070 | CT;20kV;K;25-50/5-5A;0.2;;ID | ZM0205 | BH | NORMAL | 0 | 0 | 0 | 0 | 1001 | HAR-Switchgear&Jaringan
7400 | UIW Sulselrabar | 7428 | PLN UP3 Makassar Selatan | 2180 | Gd Ar Mksar Sltn | ZST1 | PLN Stock Materials | 000000002050085 | CT;20kV;K;50-100/5-5A;0.2;;ID | ZM0205 | BH | NORMAL | 1 | 0 | 0 | 0 | 1001 | HAR-Switchgear&Jaringan
7400 | UIW Sulselrabar | 7428 | PLN UP3 Makassar Selatan | 2180 | Gd Ar Mksar Sltn | ZST1 | PLN Stock Materials | 000000002050092 | CT;20kV;K;75-150/5-5A;0.2;;ID | ZM0205 | BH | NORMAL | 1 | 0 | 0 | 0 | 1001 | HAR-Switchgear&Jaringan
7400 | UIW Sulselrabar | 7428 | PLN UP3 Makassar Selatan | 2180 | Gd Ar Mksar Sltn | ZST1 | PLN Stock Materials | 000000002050097 | CT;380/220V;RING;100/5A;1;5VA;P | ZM0205 | BH | PRE-MEMORY | 3 | 0 | 0 | 0 | 1001 | HAR-Switchgear&Jaringan
7400 | UIW Sulselrabar | 7428 | PLN UP3 Makassar Selatan | 2180 | Gd Ar Mksar Sltn | ZST1 | PLN Stock Materials | 000000002050097 | CT;380/220V;RING;100/5A;1;5VA;P | ZM0205 | BH | NORMAL | 50 | 0 | 0 | 0 | 1001 | HAR-Switchgear&Jaringan
7400 | UIW Sulselrabar | 7428 | PLN UP3 Makassar Selatan | 2180 | Gd Ar Mksar Sltn | ZST1 | PLN Stock Materials | 000000002050100 | CT;380/220V;RING;150/5A;0.5;5VA;P | ZM0205 | BH | PRE-MEMORY | 0 | 0 | 0 | 0 | 1001 | HAR-Switchgear&Jaringan
7400 | UIW Sulselrabar | 7428 | PLN UP3 Makassar Selatan | 2180 | Gd Ar Mksar Sltn | ZST1 | PLN Stock Materials | 000000002050100 | CT;380/220V;RING;150/5A;0.5;5VA;P | ZM0205 | BH | NORMAL | 138 | 0 | 0 | 0 | 1001 | HAR-Switchgear&Jaringan
7400 | UIW Sulselrabar | 7428 | PLN UP3 Makassar Selatan | 2180 | Gd Ar Mksar Sltn | ZST1 | PLN Stock Materials | 000000002050103 | CT;380/220V;RING;200/5A;0.5;5VA;P | ZM0205 | BH | PRE-MEMORY | 0 | 0 | 0 | 0 | 1001 | HAR-Switchgear&Jaringan
7400 | UIW Sulselrabar | 7428 | PLN UP3 Makassar Selatan | 2180 | Gd Ar Mksar Sltn | ZST1 | PLN Stock Materials | 000000002050103 | CT;380/220V;RING;200/5A;0.5;5VA;P | ZM0205 | BH | NORMAL | 74 | 0 | 0 | 0 | 1001 | HAR-Switchgear&Jaringan
7400 | UIW Sulselrabar | 7428 | PLN UP3 Makassar Selatan | 2180 | Gd Ar Mksar Sltn | ZST1 | PLN Stock Materials | 000000002050106 | CT;380/220V;RING;250/5A;0.5;5VA;P | ZM0205 | BH | PRE-MEMORY | 0 | 0 | 0 | 0 | 1001 | HAR-Switchgear&Jaringan
7400 | UIW Sulselrabar | 7428 | PLN UP3 Makassar Selatan | 2180 | Gd Ar Mksar Sltn | ZST1 | PLN Stock Materials | 000000002050106 | CT;380/220V;RING;250/5A;0.5;5VA;P | ZM0205 | BH | NORMAL | 221 | 0 | 0 | 0 | 1001 | HAR-Switchgear&Jaringan
7400 | UIW Sulselrabar | 7428 | PLN UP3 Makassar Selatan | 2180 | Gd Ar Mksar Sltn | ZST1 | PLN Stock Materials | 000000002050109 | CT;380/220V;RING;300/5A;0.5;5VA;P | ZM0205 | BH | PRE-MEMORY | 0 | 0 | 0 | 0 | 1001 | HAR-Switchgear&Jaringan
7400 | UIW Sulselrabar | 7428 | PLN UP3 Makassar Selatan | 2180 | Gd Ar Mksar Sltn | ZST1 | PLN Stock Materials | 000000002050109 | CT;380/220V;RING;300/5A;0.5;5VA;P | ZM0205 | BH | NORMAL | 0 | 0 | 0 | 0 | 1001 | HAR-Switchgear&Jaringan
7400 | UIW Sulselrabar | 7428 | PLN UP3 Makassar Selatan | 2180 | Gd Ar Mksar Sltn | ZST1 | PLN Stock Materials | 000000002050115 | CT;380/220V;RING;50/5A;0.5;5VA;P | ZM0205 | BH | NORMAL | 16 | 0 | 0 | 0 | 1001 | HAR-Switchgear&Jaringan
7400 | UIW Sulselrabar | 7428 | PLN UP3 Makassar Selatan | 2180 | Gd Ar Mksar Sltn | ZST1 | PLN Stock Materials | 000000002050131 | CT;380/220V;SQUARE;1000/5A;2;5VA;P | ZM0205 | BH | NORMAL | 1 | 0 | 0 | 0 | 1001 | HAR-Switchgear&Jaringan
7400 | UIW Sulselrabar | 7428 | PLN UP3 Makassar Selatan | 2180 | Gd Ar Mksar Sltn | ZST1 | PLN Stock Materials | 000000002050193 | CT;380/220V;RING;100/5A;0.5S;2.5VA;P | ZM0205 | BH | NORMAL | 117 | 0 | 0 | 0 | 1001 | HAR-Switchgear&Jaringan
7400 | UIW Sulselrabar | 7428 | PLN UP3 Makassar Selatan | 2180 | Gd Ar Mksar Sltn | ZST1 | PLN Stock Materials | 000000002050300 | CT;20kV;K;10/5A;0.2;15VA;ID | ZM0205 | BH | NORMAL | 0 | 0 | 0 | 0 | 1001 | HAR-Switchgear&Jaringan
7400 | UIW Sulselrabar | 7428 | PLN UP3 Makassar Selatan | 2180 | Gd Ar Mksar Sltn | ZST1 | PLN Stock Materials | 000000002050302 | CT;20kV;K;10/5A;0.2;15VA;OD | ZM0205 | BH | NORMAL | 0 | 0 | 0 | 0 | 1001 | HAR-Switchgear&Jaringan
7400 | UIW Sulselrabar | 7428 | PLN UP3 Makassar Selatan | 2180 | Gd Ar Mksar Sltn | ZST1 | PLN Stock Materials | 000000002050325 | CT;20kV;K;20/5A;0.2;15VA;OD | ZM0205 | BH | NORMAL | 0 | 0 | 0 | 0 | 1001 | HAR-Switchgear&Jaringan
7400 | UIW Sulselrabar | 7428 | PLN UP3 Makassar Selatan | 2180 | Gd Ar Mksar Sltn | ZST1 | PLN Stock Materials | 000000002050327 | CT;20kV;K;20/5A;0.5;15VA;ID | ZM0205 | BH | NORMAL | 0 | 0 | 0 | 0 | 1001 | HAR-Switchgear&Jaringan
7400 | UIW Sulselrabar | 7428 | PLN UP3 Makassar Selatan | 2180 | Gd Ar Mksar Sltn | ZST1 | PLN Stock Materials | 000000002050337 | CT;20kV;K;25/5A;0.5;15VA;ID | ZM0205 | BH | NORMAL | 0 | 0 | 0 | 0 | 1001 | HAR-Switchgear&Jaringan
7400 | UIW Sulselrabar | 7428 | PLN UP3 Makassar Selatan | 2180 | Gd Ar Mksar Sltn | ZST1 | PLN Stock Materials | 000000002050344 | CT;20kV;K;30/5A;0.2;15VA;ID | ZM0205 | BH | NORMAL | 4 | 0 | 0 | 0 | 1001 | HAR-Switchgear&Jaringan
7400 | UIW Sulselrabar | 7428 | PLN UP3 Makassar Selatan | 2180 | Gd Ar Mksar Sltn | ZST1 | PLN Stock Materials | 000000002050355 | CT;20kV;K;40/5A;0.2;15VA;ID | ZM0205 | BH | NORMAL | 0 | 0 | 0 | 0 | 1001 | HAR-Switchgear&Jaringan
7400 | UIW Sulselrabar | 7428 | PLN UP3 Makassar Selatan | 2180 | Gd Ar Mksar Sltn | ZST1 | PLN Stock Materials | 000000002050357 | CT;20kV;K;40/5A;0.2;15VA;OD | ZM0205 | BH | NORMAL | 0 | 0 | 0 | 0 | 1001 | HAR-Switchgear&Jaringan
7400 | UIW Sulselrabar | 7428 | PLN UP3 Makassar Selatan | 2180 | Gd Ar Mksar Sltn | ZST1 | PLN Stock Materials | 000000002050365 | CT;20kV;K;50/5A;0.2;15VA;ID | ZM0205 | BH | NORMAL | 0 | 0 | 0 | 0 | 1001 | HAR-Switchgear&Jaringan
7400 | UIW Sulselrabar | 7428 | PLN UP3 Makassar Selatan | 2180 | Gd Ar Mksar Sltn | ZST1 | PLN Stock Materials | 000000002050386 | CT;20kV;K;75/5A;0.2;15VA;ID | ZM0205 | BH | NORMAL | 0 | 0 | 0 | 0 | 1001 | HAR-Switchgear&Jaringan
7400 | UIW Sulselrabar | 7428 | PLN UP3 Makassar Selatan | 2180 | Gd Ar Mksar Sltn | ZST1 | PLN Stock Materials | 000000002050398 | CT;20kV;K;100/5A;0.2;15VA;OD | ZM0205 | BH | NORMAL | 0 | 0 | 0 | 0 | 1001 | HAR-Switchgear&Jaringan
7400 | UIW Sulselrabar | 7428 | PLN UP3 Makassar Selatan | 2180 | Gd Ar Mksar Sltn | ZST1 | PLN Stock Materials | 000000002050419 | CT;20kV;K;150/5A;0.2;15VA;OD | ZM0205 | BH | NORMAL | 3 | 0 | 0 | 0 | 1001 | HAR-Switchgear&Jaringan
7400 | UIW Sulselrabar | 7428 | PLN UP3 Makassar Selatan | 2180 | Gd Ar Mksar Sltn | ZST1 | PLN Stock Materials | 000000002050451 | CT;20kV;K;300/5A;0.2;15VA;OD | ZM0205 | BH | NORMAL | 0 | 0 | 0 | 0 | 1001 | HAR-Switchgear&Jaringan
7400 | UIW Sulselrabar | 7428 | PLN UP3 Makassar Selatan | 2180 | Gd Ar Mksar Sltn | ZST1 | PLN Stock Materials | 000000002050453 | CT;20kV;K;300/5A;0.5;15VA;ID | ZM0205 | BH | NORMAL | 0 | 0 | 0 | 0 | 1001 | HAR-Switchgear&Jaringan
7400 | UIW Sulselrabar | 7428 | PLN UP3 Makassar Selatan | 2180 | Gd Ar Mksar Sltn | ZST1 | PLN Stock Materials | 000000002050511 | CT;20kV;K;400/5A;0.5;30VA;ID | ZM0205 | BH | NORMAL | 2 | 0 | 0 | 0 | 1001 | HAR-Switchgear&Jaringan
7400 | UIW Sulselrabar | 7428 | PLN UP3 Makassar Selatan | 2180 | Gd Ar Mksar Sltn | ZST1 | PLN Stock Materials | 000000002050531 | CT;150kV;K;1000-2000/5-5A;5P20;24kV;N | ZM0205 | BH | NORMAL | 0 | 0 | 0 | 0 | 1001 | HAR-Switchgear&Jaringan
7400 | UIW Sulselrabar | 7428 | PLN UP3 Makassar Selatan | 2180 | Gd Ar Mksar Sltn | ZST1 | PLN Stock Materials | 000000002050574 | CT;20kV;BLOK;10/5;0.2S-5P10;5VA;ID | ZM0205 | BH | NORMAL | 0 | 0 | 0 | 0 | 1001 | HAR-Switchgear&Jaringan
7400 | UIW Sulselrabar | 7428 | PLN UP3 Makassar Selatan | 2180 | Gd Ar Mksar Sltn | ZST1 | PLN Stock Materials | 000000002050575 | CT;20kV;BLOK;20/5;0.2S-5P10;5VA;ID | ZM0205 | BH | NORMAL | 0 | 0 | 0 | 0 | 1001 | HAR-Switchgear&Jaringan
7400 | UIW Sulselrabar | 7428 | PLN UP3 Makassar Selatan | 2180 | Gd Ar Mksar Sltn | ZST1 | PLN Stock Materials | 000000002050576 | CT;20kV;BLOK;40/5;0.2S-5P10;5VA;ID | ZM0205 | BH | NORMAL | 0 | 0 | 0 | 0 | 1001 | HAR-Switchgear&Jaringan
7400 | UIW Sulselrabar | 7428 | PLN UP3 Makassar Selatan | 2180 | Gd Ar Mksar Sltn | ZST1 | PLN Stock Materials | 000000002050635 | CT;20kV;K;10-20/5A;0.2S;15VA;OD | ZM0205 | BH | NORMAL | 0 | 0 | 0 | 0 | 1001 | HAR-Switchgear&Jaringan
7400 | UIW Sulselrabar | 7428 | PLN UP3 Makassar Selatan | 2180 | Gd Ar Mksar Sltn | ZST1 | PLN Stock Materials | 000000002050722 | CT;24kV;K;500/5-5A;1;30VA;ID | ZM0205 | BH | NORMAL | 0 | 0 | 0 | 0 | 1001 | HAR-Switchgear&Jaringan
7400 | UIW Sulselrabar | 7428 | PLN UP3 Makassar Selatan | 2180 | Gd Ar Mksar Sltn | ZST1 | PLN Stock Materials | 000000002050728 | CT;380/220V;RING;125/5A;0.5;5VA;P | ZM0205 | BH | NORMAL | 0 | 0 | 0 | 0 | 1001 | HAR-Switchgear&Jaringan
7400 | UIW Sulselrabar | 7428 | PLN UP3 Makassar Selatan | 2180 | Gd Ar Mksar Sltn | ZST1 | PLN Stock Materials | 000000002050730 | CT;380/220V;RING;125/5A;1;3.75VA;P | ZM0205 | BH | PRE-MEMORY | 0 | 0 | 0 | 0 | 1001 | HAR-Switchgear&Jaringan
7400 | UIW Sulselrabar | 7428 | PLN UP3 Makassar Selatan | 2180 | Gd Ar Mksar Sltn | ZST1 | PLN Stock Materials | 000000002050730 | CT;380/220V;RING;125/5A;1;3.75VA;P | ZM0205 | BH | NORMAL | 73 | 0 | 0 | 0 | 1001 | HAR-Switchgear&Jaringan
7400 | UIW Sulselrabar | 7428 | PLN UP3 Makassar Selatan | 2180 | Gd Ar Mksar Sltn | ZST1 | PLN Stock Materials | 000000002050734 | CT;380/220V;RING;160/5A;0.5;2.5VA;P | ZM0205 | BH | PRE-MEMORY | 0 | 0 | 0 | 0 | 1001 | HAR-Switchgear&Jaringan
7400 | UIW Sulselrabar | 7428 | PLN UP3 Makassar Selatan | 2180 | Gd Ar Mksar Sltn | ZST1 | PLN Stock Materials | 000000002050734 | CT;380/220V;RING;160/5A;0.5;2.5VA;P | ZM0205 | BH | NORMAL | 96 | 0 | 0 | 0 | 1001 | HAR-Switchgear&Jaringan
7400 | UIW Sulselrabar | 7428 | PLN UP3 Makassar Selatan | 2180 | Gd Ar Mksar Sltn | ZST1 | PLN Stock Materials | 000000002050735 | CT;380/220V;RING;160/5A;0.5;5VA;P | ZM0205 | BH | NORMAL | 317 | 0 | 0 | 0 | 1001 | HAR-Switchgear&Jaringan
7400 | UIW Sulselrabar | 7428 | PLN UP3 Makassar Selatan | 2180 | Gd Ar Mksar Sltn | ZST1 | PLN Stock Materials | 000000002050740 | CT;380/220V;RING;200/5A;0.5S;5VA;P | ZM0205 | BH | NORMAL | 97 | 0 | 0 | 0 | 1001 | HAR-Switchgear&Jaringan
7400 | UIW Sulselrabar | 7428 | PLN UP3 Makassar Selatan | 2180 | Gd Ar Mksar Sltn | ZST1 | PLN Stock Materials | 000000002050743 | CT;380/220V;RING;250/5A;0.5S;5VA;P | ZM0205 | BH | NORMAL | 95 | 0 | 0 | 0 | 1001 | HAR-Switchgear&Jaringan
7400 | UIW Sulselrabar | 7428 | PLN UP3 Makassar Selatan | 2180 | Gd Ar Mksar Sltn | ZST1 | PLN Stock Materials | 000000002050745 | CT;380/220V;RING;300/5A;0.5S;5VA;P | ZM0205 | BH | NORMAL | 102 | 0 | 0 | 0 | 1001 | HAR-Switchgear&Jaringan
7400 | UIW Sulselrabar | 7428 | PLN UP3 Makassar Selatan | 2180 | Gd Ar Mksar Sltn | ZST1 | PLN Stock Materials | 000000002050746 | CT;380/220V;RING;600/5A;0.5;7.5VA;P | ZM0205 | BH | NORMAL | 0 | 0 | 0 | 0 | 1001 | HAR-Switchgear&Jaringan
7400 | UIW Sulselrabar | 7428 | PLN UP3 Makassar Selatan | 2180 | Gd Ar Mksar Sltn | ZST1 | PLN Stock Materials | 000000002050833 | CT;20kV;K;30/5-5A;0.2S;10VA;ID | ZM0205 | BH | NORMAL | 0 | 0 | 0 | 0 | 1001 | HAR-Switchgear&Jaringan
7400 | UIW Sulselrabar | 7428 | PLN UP3 Makassar Selatan | 2180 | Gd Ar Mksar Sltn | ZST1 | PLN Stock Materials | 000000002050835 | CT;20kV;K;10/5-5A;0.2S;10VA;ID | ZM0205 | BH | NORMAL | 0 | 0 | 0 | 0 | 1001 | HAR-Switchgear&Jaringan
7400 | UIW Sulselrabar | 7428 | PLN UP3 Makassar Selatan | 2180 | Gd Ar Mksar Sltn | ZST1 | PLN Stock Materials | 000000002050836 | CT;20kV;K;40/5-5A;0.2S;10VA;ID | ZM0205 | BH | NORMAL | 0 | 0 | 0 | 0 | 1001 | HAR-Switchgear&Jaringan
7400 | UIW Sulselrabar | 7428 | PLN UP3 Makassar Selatan | 2180 | Gd Ar Mksar Sltn | ZST1 | PLN Stock Materials | 000000002050847 | CT;20KV;K;15/5-5A;0.2S;10VA;ID | ZM0205 | BH | NORMAL | 0 | 0 | 0 | 0 | 1001 | HAR-Switchgear&Jaringan
7400 | UIW Sulselrabar | 7428 | PLN UP3 Makassar Selatan | 2180 | Gd Ar Mksar Sltn | ZST1 | PLN Stock Materials | 000000002050927 | CT;20kV;K;10/5-5A;0.2S;15-10VA;ID | ZM0205 | BH | NORMAL | 0 | 0 | 0 | 0 | 1001 | HAR-Switchgear&Jaringan
7400 | UIW Sulselrabar | 7428 | PLN UP3 Makassar Selatan | 2180 | Gd Ar Mksar Sltn | ZST1 | PLN Stock Materials | 000000002050929 | CT;20kV;K;20/5-5A;0.2S;15-10VA;ID | ZM0205 | BH | NORMAL | 0 | 0 | 0 | 0 | 1001 | HAR-Switchgear&Jaringan
7400 | UIW Sulselrabar | 7428 | PLN UP3 Makassar Selatan | 2180 | Gd Ar Mksar Sltn | ZST1 | PLN Stock Materials | 000000002050930 | CT;20kV;K;25/5-5A;0.2S;15-10VA;ID | ZM0205 | BH | NORMAL | 0 | 0 | 0 | 0 | 1001 | HAR-Switchgear&Jaringan
7400 | UIW Sulselrabar | 7428 | PLN UP3 Makassar Selatan | 2180 | Gd Ar Mksar Sltn | ZST1 | PLN Stock Materials | 000000002050931 | CT;20kV;K;30/5-5A;0.2S;15-10VA;ID | ZM0205 | BH | NORMAL | 0 | 0 | 0 | 0 | 1001 | HAR-Switchgear&Jaringan
7400 | UIW Sulselrabar | 7428 | PLN UP3 Makassar Selatan | 2180 | Gd Ar Mksar Sltn | ZST1 | PLN Stock Materials | 000000002050932 | CT;20kV;K;40/5-5A;0.2S;15-10VA;ID | ZM0205 | BH | NORMAL | 0 | 0 | 0 | 0 | 1001 | HAR-Switchgear&Jaringan
7400 | UIW Sulselrabar | 7428 | PLN UP3 Makassar Selatan | 2180 | Gd Ar Mksar Sltn | ZST1 | PLN Stock Materials | 000000002050938 | CT;20KV;K;80/5A;0.5;30VA;ID | ZM0205 | BH | NORMAL | 0 | 0 | 0 | 0 | 1001 | HAR-Switchgear&Jaringan
7400 | UIW Sulselrabar | 7428 | PLN UP3 Makassar Selatan | 2180 | Gd Ar Mksar Sltn | ZST1 | PLN Stock Materials | 000000002052560 | CT;20kV;K;75/5-5A;0.2S;15-10VA;ID | ZM0205 | BH | NORMAL | 0 | 0 | 0 | 0 | 1001 | HAR-Switchgear&Jaringan
7400 | UIW Sulselrabar | 7428 | PLN UP3 Makassar Selatan | 2180 | Gd Ar Mksar Sltn | ZST1 | PLN Stock Materials | 000000002054283 | CT;20KV;BLOK;30/5;0,2S-5P10;5VA;ID | ZM0205 | BH | NORMAL | 3 | 0 | 0 | 0 | 1001 | HAR-Switchgear&Jaringan
7400 | UIW Sulselrabar | 7428 | PLN UP3 Makassar Selatan | 2180 | Gd Ar Mksar Sltn | ZST1 | PLN Stock Materials | 000000002054364 | CT;380/220V;RING;150/5A;0.5S;2.5VA;ID | ZM0205 | BH | NORMAL | 94 | 0 | 0 | 0 | 1001 | HAR-Switchgear&Jaringan
7400 | UIW Sulselrabar | 7428 | PLN UP3 Makassar Selatan | 2180 | Gd Ar Mksar Sltn | ZST1 | PLN Stock Materials | 000000002054472 | CT;20kV;K;100/5-5A;0.5S;10VA;ID | ZM0205 | BH | NORMAL | 3 | 0 | 0 | 0 | 1001 | HAR-Switchgear&Jaringan
7400 | UIW Sulselrabar | 7428 | PLN UP3 Makassar Selatan | 2180 | Gd Ar Mksar Sltn | ZST1 | PLN Stock Materials | 000000002054481 | CT;20kV;K;10/5A;0.2S;15-10VA;ID | ZM0205 | BH | NORMAL | 0 | 0 | 0 | 0 | 1001 | HAR-Switchgear&Jaringan
7400 | UIW Sulselrabar | 7428 | PLN UP3 Makassar Selatan | 2180 | Gd Ar Mksar Sltn | ZST1 | PLN Stock Materials | 000000002054483 | CT;20kV;K;20/5A;0.2S;15-10VA;ID | ZM0205 | BH | NORMAL | 9 | 0 | 0 | 0 | 1001 | HAR-Switchgear&Jaringan
7400 | UIW Sulselrabar | 7428 | PLN UP3 Makassar Selatan | 2180 | Gd Ar Mksar Sltn | ZST1 | PLN Stock Materials | 000000002054486 | CT;20kV;K;40/5A;0.2S;15-10VA;ID | ZM0205 | BH | NORMAL | 0 | 0 | 0 | 0 | 1001 | HAR-Switchgear&Jaringan
7400 | UIW Sulselrabar | 7428 | PLN UP3 Makassar Selatan | 2180 | Gd Ar Mksar Sltn | ZST1 | PLN Stock Materials | 000000002054487 | CT;20kV;K;50/5A;0.2S;15-10VA;ID | ZM0205 | BH | NORMAL | 0 | 0 | 0 | 0 | 1001 | HAR-Switchgear&Jaringan
7400 | UIW Sulselrabar | 7428 | PLN UP3 Makassar Selatan | 2180 | Gd Ar Mksar Sltn | ZST1 | PLN Stock Materials | 000000002054489 | CT;20kV;K;75/5A;0.2S;15-10VA;ID | ZM0205 | BH | NORMAL | 0 | 0 | 0 | 0 | 1001 | HAR-Switchgear&Jaringan
7400 | UIW Sulselrabar | 7428 | PLN UP3 Makassar Selatan | 2180 | Gd Ar Mksar Sltn | ZST1 | PLN Stock Materials | 000000002054517 | CT;20kV;K;10/5A;0.2S;15-10VA;OD | ZM0205 | BH | NORMAL | 3 | 0 | 0 | 0 | 1001 | HAR-Switchgear&Jaringan
7400 | UIW Sulselrabar | 7428 | PLN UP3 Makassar Selatan | 2180 | Gd Ar Mksar Sltn | ZST1 | PLN Stock Materials | 000000002054522 | CT;20kV;K;40/5A;0.2S;15-10VA;OD | ZM0205 | BH | NORMAL | 3 | 0 | 0 | 0 | 1001 | HAR-Switchgear&Jaringan
7400 | UIW Sulselrabar | 7428 | PLN UP3 Makassar Selatan | 2180 | Gd Ar Mksar Sltn | ZST1 | PLN Stock Materials | 000000002054529 | CT;20kV;K;300/5A;0.2S;15-10VA;OD | ZM0205 | BH | NORMAL | 2 | 0 | 0 | 0 | 1001 | HAR-Switchgear&Jaringan
7400 | UIW Sulselrabar | 7428 | PLN UP3 Makassar Selatan | 2180 | Gd Ar Mksar Sltn | ZST1 | PLN Stock Materials | 000000002070019 | PT;20kV;KI;IND;20000/V3-100/V3;0.5;100VA | ZM0207 | BH | NORMAL | 0 | 0 | 0 | 0 | 1001 | HAR-Switchgear&Jaringan
7400 | UIW Sulselrabar | 7428 | PLN UP3 Makassar Selatan | 2180 | Gd Ar Mksar Sltn | ZST1 | PLN Stock Materials | 000000002070044 | PT;20kV;K;;20000/V3-100/V3;0.5;50VA;ID | ZM0207 | BH | NORMAL | 0 | 0 | 0 | 0 | 1001 | HAR-Switchgear&Jaringan
7400 | UIW Sulselrabar | 7428 | PLN UP3 Makassar Selatan | 2180 | Gd Ar Mksar Sltn | ZST1 | PLN Stock Materials | 000000002070045 | PT;20kV;K;;20000/V3-100/V3;0.5;50VA;OD | ZM0207 | BH | NORMAL | 0 | 0 | 0 | 0 | 1001 | HAR-Switchgear&Jaringan
7400 | UIW Sulselrabar | 7428 | PLN UP3 Makassar Selatan | 2180 | Gd Ar Mksar Sltn | ZST1 | PLN Stock Materials | 000000002070046 | PT;20kV;K;;20000/V3-100/V3;0.2S;30VA;ID | ZM0207 | BH | NORMAL | 0 | 0 | 0 | 0 | 1001 | HAR-Switchgear&Jaringan
7400 | UIW Sulselrabar | 7428 | PLN UP3 Makassar Selatan | 2180 | Gd Ar Mksar Sltn | ZST1 | PLN Stock Materials | 000000002070192 | PT;20kV;K;OD;20000/V3-100/V3;0.5;100VA | ZM0207 | BH | NORMAL | 0 | 0 | 0 | 0 | 1001 | HAR-Switchgear&Jaringan
7400 | UIW Sulselrabar | 7428 | PLN UP3 Makassar Selatan | 2180 | Gd Ar Mksar Sltn | ZST1 | PLN Stock Materials | 000000002070198 | PT;20kV;K;;20000/V3-100/V3;0.2;50VA;OD | ZM0207 | BH | NORMAL | 0 | 0 | 0 | 0 | 1001 | HAR-Switchgear&Jaringan
7400 | UIW Sulselrabar | 7428 | PLN UP3 Makassar Selatan | 2180 | Gd Ar Mksar Sltn | ZST1 | PLN Stock Materials | 000000002090018 | LA;20-24kV;K;10kA;PORC;;27kV | ZM0209 | BH | PRE-MEMORY | 0 | 0 | 0 | 0 | 1001 | HAR-Switchgear&Jaringan
7400 | UIW Sulselrabar | 7428 | PLN UP3 Makassar Selatan | 2180 | Gd Ar Mksar Sltn | ZST1 | PLN Stock Materials | 000000002090018 | LA;20-24kV;K;10kA;PORC;;27kV | ZM0209 | BH | NORMAL | 0 | 0 | 0 | 0 | 1001 | HAR-Switchgear&Jaringan
7400 | UIW Sulselrabar | 7428 | PLN UP3 Makassar Selatan | 2180 | Gd Ar Mksar Sltn | ZST1 | PLN Stock Materials | 000000002090024 | LA;20-24kV;K;10kA;RUBBER;;27kV | ZM0209 | BH | NORMAL | 0 | 0 | 0 | 0 | 1001 | HAR-Switchgear&Jaringan
7400 | UIW Sulselrabar | 7428 | PLN UP3 Makassar Selatan | 2180 | Gd Ar Mksar Sltn | ZST1 | PLN Stock Materials | 000000002090032 | LA;20-24kV;K;10kA;POLYMER;; | ZM0209 | BH | PRE-MEMORY | 0 | 0 | 0 | 0 | 1001 | HAR-Switchgear&Jaringan
7400 | UIW Sulselrabar | 7428 | PLN UP3 Makassar Selatan | 2180 | Gd Ar Mksar Sltn | ZST1 | PLN Stock Materials | 000000002090032 | LA;20-24kV;K;10kA;POLYMER;; | ZM0209 | BH | NORMAL | 0 | 0 | 0 | 0 | 1001 | HAR-Switchgear&Jaringan
7400 | UIW Sulselrabar | 7428 | PLN UP3 Makassar Selatan | 2180 | Gd Ar Mksar Sltn | ZST1 | PLN Stock Materials | 000000002100004 | LA ACC;MOUNTING BRACKET | ZM0210 | BH | NORMAL | 0 | 0 | 0 | 0 | 1001 | HAR-Switchgear&Jaringan
7400 | UIW Sulselrabar | 7428 | PLN UP3 Makassar Selatan | 2180 | Gd Ar Mksar Sltn | ZST1 | PLN Stock Materials | 000000002150084 | CUB;N ISO;CBOG+MTR;20kV;630A;16kA; | ZM0215 | SET | NORMAL | 0 | 0 | 0 | 0 | 1001 | HAR-Switchgear&Jaringan
7400 | UIW Sulselrabar | 7428 | PLN UP3 Makassar Selatan | 2180 | Gd Ar Mksar Sltn | ZST1 | PLN Stock Materials | 000000002150110 | CUB;MTLCLAD;COUPLE;20kV;2000A;25kA; | ZM0215 | U | PRE-MEMORY | 0 | 0 | 0 | 0 | 1001 | HAR-Switchgear&Jaringan
7400 | UIW Sulselrabar | 7428 | PLN UP3 Makassar Selatan | 2180 | Gd Ar Mksar Sltn | ZST1 | PLN Stock Materials | 000000002150110 | CUB;MTLCLAD;COUPLE;20kV;2000A;25kA; | ZM0215 | U | NORMAL | 0 | 0 | 0 | 0 | 1001 | HAR-Switchgear&Jaringan
7400 | UIW Sulselrabar | 7428 | PLN UP3 Makassar Selatan | 2180 | Gd Ar Mksar Sltn | ZST1 | PLN Stock Materials | 000000002150163 | CUB;ISO;LBS MOTORIZE;24kV;630A;16kA; | ZM0215 | SET | NORMAL | 0 | 0 | 0 | 0 | 1001 | HAR-Switchgear&Jaringan
7400 | UIW Sulselrabar | 7428 | PLN UP3 Makassar Selatan | 2180 | Gd Ar Mksar Sltn | ZST1 | PLN Stock Materials | 000000002150173 | CUB;N ISO;LBS MOTORIZE;24KV;630A;16KA | ZM0215 | SET | PRE-MEMORY | 0 | 0 | 0 | 0 | 1001 | HAR-Switchgear&Jaringan
7400 | UIW Sulselrabar | 7428 | PLN UP3 Makassar Selatan | 2180 | Gd Ar Mksar Sltn | ZST1 | PLN Stock Materials | 000000002150173 | CUB;N ISO;LBS MOTORIZE;24KV;630A;16KA | ZM0215 | SET | NORMAL | 0 | 0 | 0 | 0 | 1001 | HAR-Switchgear&Jaringan
7400 | UIW Sulselrabar | 7428 | PLN UP3 Makassar Selatan | 2180 | Gd Ar Mksar Sltn | ZST1 | PLN Stock Materials | 000000002150175 | CUB;N ISO;LBS MET MTRZ;24KV;630A;16KA | ZM0215 | SET | NORMAL | 0 | 0 | 0 | 0 | 1001 | HAR-Switchgear&Jaringan
7400 | UIW Sulselrabar | 7428 | PLN UP3 Makassar Selatan | 2180 | Gd Ar Mksar Sltn | ZST1 | PLN Stock Materials | 000000002150179 | CUB;ISO;LBS INC MOTORIZE;24kV;630A;16kA; | ZM0215 | SET | NORMAL | 0 | 0 | 0 | 0 | 1001 | HAR-Switchgear&Jaringan
7400 | UIW Sulselrabar | 7428 | PLN UP3 Makassar Selatan | 2180 | Gd Ar Mksar Sltn | ZST1 | PLN Stock Materials | 000000002150208 | CUB;ISO;INC CBOG MTR;24KV;630A;16KA;SF6 | ZM0215 | SET | NORMAL | 0 | 0 | 0 | 0 | 1001 | HAR-Switchgear&Jaringan
7400 | UIW Sulselrabar | 7428 | PLN UP3 Makassar Selatan | 2180 | Gd Ar Mksar Sltn | ZST1 | PLN Stock Materials | 000000002150480 | CUB;OMC;METERING;24kV;630A;25kA;VACUM | ZM0215 | SET | NORMAL | 0 | 0 | 0 | 0 | 1001 | HAR-Switchgear&Jaringan
7400 | UIW Sulselrabar | 7428 | PLN UP3 Makassar Selatan | 2180 | Gd Ar Mksar Sltn | ZST1 | PLN Stock Materials | 000000002150575 | CUB;ISO;LBS MOTORZD;20kV;400A;12.5kA;RTU | ZM0215 | SET | NORMAL | 0 | 0 | 0 | 0 | 1001 | HAR-Switchgear&Jaringan
7400 | UIW Sulselrabar | 7428 | PLN UP3 Makassar Selatan | 2180 | Gd Ar Mksar Sltn | ZST1 | PLN Stock Materials | 000000002150599 | CUB;N ISO;CBOG MOT MTR;24KV;630A;16KA | ZM0215 | SET | NORMAL | 1 | 0 | 0 | 0 | 1001 | HAR-Switchgear&Jaringan
7400 | UIW Sulselrabar | 7428 | PLN UP3 Makassar Selatan | 2180 | Gd Ar Mksar Sltn | ZST1 | PLN Stock Materials | 000000002150601 | CUB;ISO;CBOG+MTR;24KV;630A;16KA; | ZM0215 | SET | PRE-MEMORY | 3 | 0 | 0 | 0 | 1001 | HAR-Switchgear&Jaringan
7400 | UIW Sulselrabar | 7428 | PLN UP3 Makassar Selatan | 2180 | Gd Ar Mksar Sltn | ZST1 | PLN Stock Materials | 000000002150601 | CUB;ISO;CBOG+MTR;24KV;630A;16KA; | ZM0215 | SET | NORMAL | 0 | 0 | 0 | 0 | 1001 | HAR-Switchgear&Jaringan
7400 | UIW Sulselrabar | 7428 | PLN UP3 Makassar Selatan | 2180 | Gd Ar Mksar Sltn | ZST1 | PLN Stock Materials | 000000002150615 | CUB;;ACOS;24KV;630A;16KA;INC ATS | ZM0215 | SET | NORMAL | 0 | 0 | 0 | 0 | 1001 | HAR-Switchgear&Jaringan
7400 | UIW Sulselrabar | 7428 | PLN UP3 Makassar Selatan | 2180 | Gd Ar Mksar Sltn | ZST1 | PLN Stock Materials | 000000002160052 | CUB ACC;SWITCH TRANSFER AUTOMATIC | ZM0216 | SET | NORMAL | 0 | 0 | 0 | 0 | 1001 | HAR-Switchgear&Jaringan
7400 | UIW Sulselrabar | 7428 | PLN UP3 Makassar Selatan | 2180 | Gd Ar Mksar Sltn | ZST1 | PLN Stock Materials | 000000002160063 | CUB ACC;EARTHING CONNECTOR F300 | ZM0216 | BH | NORMAL | 0 | 0 | 0 | 0 | 1001 | HAR-Switchgear&Jaringan
7400 | UIW Sulselrabar | 7428 | PLN UP3 Makassar Selatan | 2180 | Gd Ar Mksar Sltn | ZST1 | PLN Stock Materials | 000000002170002 | RELAY;AVR;DIGITAL;100V/V3;110VDC;5A | ZM0217 | BH | NORMAL | 0 | 0 | 0 | 0 | 1001 | HAR-Switchgear&Jaringan
7400 | UIW Sulselrabar | 7428 | PLN UP3 Makassar Selatan | 2180 | Gd Ar Mksar Sltn | ZST1 | PLN Stock Materials | 000000002180039 | RELAY ACC;CONTACTOR 3P 220V | ZM0218 | BH | NORMAL | 0 | 0 | 0 | 0 | 1001 | HAR-Switchgear&Jaringan
7400 | UIW Sulselrabar | 7428 | PLN UP3 Makassar Selatan | 2180 | Gd Ar Mksar Sltn | ZST1 | PLN Stock Materials | 000000002180120 | RELAY ACC;AUX RELAY 220VAC | ZM0218 | BH | NORMAL | 0 | 0 | 0 | 0 | 1001 | HAR-Switchgear&Jaringan
7400 | UIW Sulselrabar | 7428 | PLN UP3 Makassar Selatan | 2180 | Gd Ar Mksar Sltn | ZST1 | PLN Stock Materials | 000000002190026 | MTR;kVARH M;;3P;220/380V;20-60A;3;ST;4W | ZM0219 | BH | NORMAL | 0 | 0 | 0 | 0 | 1003 | HAR-Alat Ukur
7400 | UIW Sulselrabar | 7428 | PLN UP3 Makassar Selatan | 2180 | Gd Ar Mksar Sltn | ZST1 | PLN Stock Materials | 000000002190027 | MTR;kVARH M;;3P;220/380V;50-100A;3;ST; | ZM0219 | BH | NORMAL | 0 | 0 | 0 | 0 | 1003 | HAR-Alat Ukur
7400 | UIW Sulselrabar | 7428 | PLN UP3 Makassar Selatan | 2180 | Gd Ar Mksar Sltn | ZST1 | PLN Stock Materials | 000000002190028 | MTR;kVARH M;;3P;220/380V;5-20A;3;ST;4W | ZM0219 | BH | NORMAL | 0 | 0 | 0 | 0 | 1003 | HAR-Alat Ukur
7400 | UIW Sulselrabar | 7428 | PLN UP3 Makassar Selatan | 2180 | Gd Ar Mksar Sltn | ZST1 | PLN Stock Materials | 000000002190029 | MTR;kVARH M;;3P;220/380V;5A;3;ST;4W | ZM0219 | BH | NORMAL | 0 | 0 | 0 | 0 | 1003 | HAR-Alat Ukur
7400 | UIW Sulselrabar | 7428 | PLN UP3 Makassar Selatan | 2180 | Gd Ar Mksar Sltn | ZST1 | PLN Stock Materials | 000000002190030 | MTR;kVARH M;;3P;57.7/100V;5A;3;ST;4W | ZM0219 | BH | NORMAL | 0 | 0 | 0 | 0 | 1003 | HAR-Alat Ukur
7400 | UIW Sulselrabar | 7428 | PLN UP3 Makassar Selatan | 2180 | Gd Ar Mksar Sltn | ZST1 | PLN Stock Materials | 000000002190031 | MTR;kWH E;;1P;230V;;0.5;;;; | ZM0219 | BH | NORMAL | 0 | 0 | 0 | 0 | 1003 | HAR-Alat Ukur
7400 | UIW Sulselrabar | 7428 | PLN UP3 Makassar Selatan | 2180 | Gd Ar Mksar Sltn | ZST1 | PLN Stock Materials | 000000002190045 | MTR;kWH M;;1P;230V;20-60A;2;;2W | ZM0219 | BH | PRE-MEMORY | 0 | 0 | 0 | 0 | 1003 | HAR-Alat Ukur
7400 | UIW Sulselrabar | 7428 | PLN UP3 Makassar Selatan | 2180 | Gd Ar Mksar Sltn | ZST1 | PLN Stock Materials | 000000002190045 | MTR;kWH M;;1P;230V;20-60A;2;;2W | ZM0219 | BH | NORMAL | 0 | 0 | 0 | 0 | 1003 | HAR-Alat Ukur
7400 | UIW Sulselrabar | 7428 | PLN UP3 Makassar Selatan | 2180 | Gd Ar Mksar Sltn | ZST1 | PLN Stock Materials | 000000002190048 | MTR;kWH M;;1P;230V;5-20A;2;;2W | ZM0219 | BH | NORMAL | 0 | 0 | 0 | 0 | 1003 | HAR-Alat Ukur
7400 | UIW Sulselrabar | 7428 | PLN UP3 Makassar Selatan | 2180 | Gd Ar Mksar Sltn | ZST1 | PLN Stock Materials | 000000002190052 | MTR;kWH M;;3P;220/380V;20-60A;2;ST;4W | ZM0219 | BH | PRE-MEMORY | 0 | 0 | 0 | 0 | 1003 | HAR-Alat Ukur
7400 | UIW Sulselrabar | 7428 | PLN UP3 Makassar Selatan | 2180 | Gd Ar Mksar Sltn | ZST1 | PLN Stock Materials | 000000002190052 | MTR;kWH M;;3P;220/380V;20-60A;2;ST;4W | ZM0219 | BH | NORMAL | 0 | 0 | 0 | 0 | 1003 | HAR-Alat Ukur
7400 | UIW Sulselrabar | 7428 | PLN UP3 Makassar Selatan | 2180 | Gd Ar Mksar Sltn | ZST1 | PLN Stock Materials | 000000002190058 | MTR;kWH M;;3P;220/380V;5-20A;2;ST;4W | ZM0219 | BH | PRE-MEMORY | 0 | 0 | 0 | 0 | 1003 | HAR-Alat Ukur
7400 | UIW Sulselrabar | 7428 | PLN UP3 Makassar Selatan | 2180 | Gd Ar Mksar Sltn | ZST1 | PLN Stock Materials | 000000002190058 | MTR;kWH M;;3P;220/380V;5-20A;2;ST;4W | ZM0219 | BH | NORMAL | 0 | 0 | 0 | 0 | 1003 | HAR-Alat Ukur
7400 | UIW Sulselrabar | 7428 | PLN UP3 Makassar Selatan | 2180 | Gd Ar Mksar Sltn | ZST1 | PLN Stock Materials | 000000002190061 | MTR;kWH M;;3P;57.7/100V;5A;1;DT;4W | ZM0219 | BH | NORMAL | 0 | 0 | 0 | 0 | 1003 | HAR-Alat Ukur
7400 | UIW Sulselrabar | 7428 | PLN UP3 Makassar Selatan | 2180 | Gd Ar Mksar Sltn | ZST1 | PLN Stock Materials | 000000002190063 | MTR;kWH MCOM;;1P;220V;5-20A-4A;2;ST;2W | ZM0219 | BH | NORMAL | 0 | 0 | 0 | 0 | 1003 | HAR-Alat Ukur
7400 | UIW Sulselrabar | 7428 | PLN UP3 Makassar Selatan | 2180 | Gd Ar Mksar Sltn | ZST1 | PLN Stock Materials | 000000002190064 | MTR;kWH MCOM;;1P;230V;20-60A-25A;2;ST;2W | ZM0219 | BH | PRE-MEMORY | 0 | 0 | 0 | 0 | 1003 | HAR-Alat Ukur
7400 | UIW Sulselrabar | 7428 | PLN UP3 Makassar Selatan | 2180 | Gd Ar Mksar Sltn | ZST1 | PLN Stock Materials | 000000002190064 | MTR;kWH MCOM;;1P;230V;20-60A-25A;2;ST;2W | ZM0219 | BH | NORMAL | 0 | 0 | 0 | 0 | 1003 | HAR-Alat Ukur
7400 | UIW Sulselrabar | 7428 | PLN UP3 Makassar Selatan | 2180 | Gd Ar Mksar Sltn | ZST1 | PLN Stock Materials | 000000002190065 | MTR;kWH MCOM;;1P;230V;20-60A-35A;2;ST;2W | ZM0219 | BH | PRE-MEMORY | 0 | 0 | 0 | 0 | 1003 | HAR-Alat Ukur
7400 | UIW Sulselrabar | 7428 | PLN UP3 Makassar Selatan | 2180 | Gd Ar Mksar Sltn | ZST1 | PLN Stock Materials | 000000002190065 | MTR;kWH MCOM;;1P;230V;20-60A-35A;2;ST;2W | ZM0219 | BH | NORMAL | 0 | 0 | 0 | 0 | 1003 | HAR-Alat Ukur
7400 | UIW Sulselrabar | 7428 | PLN UP3 Makassar Selatan | 2180 | Gd Ar Mksar Sltn | ZST1 | PLN Stock Materials | 000000002190066 | MTR;kWH MCOM;;1P;230V;20-60A-50A;2;ST;2W | ZM0219 | BH | PRE-MEMORY | 0 | 0 | 0 | 0 | 1003 | HAR-Alat Ukur
7400 | UIW Sulselrabar | 7428 | PLN UP3 Makassar Selatan | 2180 | Gd Ar Mksar Sltn | ZST1 | PLN Stock Materials | 000000002190066 | MTR;kWH MCOM;;1P;230V;20-60A-50A;2;ST;2W | ZM0219 | BH | NORMAL | 0 | 0 | 0 | 0 | 1003 | HAR-Alat Ukur
7400 | UIW Sulselrabar | 7428 | PLN UP3 Makassar Selatan | 2180 | Gd Ar Mksar Sltn | ZST1 | PLN Stock Materials | 000000002190067 | MTR;kWH MCOM;;1P;230V;5-20A-10A;2;ST;2W | ZM0219 | BH | NORMAL | 0 | 0 | 0 | 0 | 1003 | HAR-Alat Ukur
7400 | UIW Sulselrabar | 7428 | PLN UP3 Makassar Selatan | 2180 | Gd Ar Mksar Sltn | ZST1 | PLN Stock Materials | 000000002190068 | MTR;kWH MCOM;;1P;230V;5-20A-16A;2;ST;2W | ZM0219 | BH | NORMAL | 0 | 0 | 0 | 0 | 1003 | HAR-Alat Ukur
7400 | UIW Sulselrabar | 7428 | PLN UP3 Makassar Selatan | 2180 | Gd Ar Mksar Sltn | ZST1 | PLN Stock Materials | 000000002190069 | MTR;kWH MCOM;;1P;230V;5-20A-20A;2;ST;2W | ZM0219 | BH | NORMAL | 0 | 0 | 0 | 0 | 1003 | HAR-Alat Ukur
7400 | UIW Sulselrabar | 7428 | PLN UP3 Makassar Selatan | 2180 | Gd Ar Mksar Sltn | ZST1 | PLN Stock Materials | 000000002190071 | MTR;kWH MCOM;;1P;230V;5-20A-6A;2;ST;2W | ZM0219 | BH | NORMAL | 0 | 0 | 0 | 0 | 1003 | HAR-Alat Ukur
7400 | UIW Sulselrabar | 7428 | PLN UP3 Makassar Selatan | 2180 | Gd Ar Mksar Sltn | ZST1 | PLN Stock Materials | 000000002190089 | MTR;KWH E;;3P;220/380V;5A;1;;4W | ZM0219 | BH | NORMAL | 0 | 0 | 0 | 0 | 1003 | HAR-Alat Ukur
7400 | UIW Sulselrabar | 7428 | PLN UP3 Makassar Selatan | 2180 | Gd Ar Mksar Sltn | ZST1 | PLN Stock Materials | 000000002190096 | MTR;KWHMCOM;;1P;230V;5-20A MINMCB;2;ST; | ZM0219 | BH | PRE-MEMORY | 0 | 0 | 0 | 0 | 1003 | HAR-Alat Ukur
7400 | UIW Sulselrabar | 7428 | PLN UP3 Makassar Selatan | 2180 | Gd Ar Mksar Sltn | ZST1 | PLN Stock Materials | 000000002190096 | MTR;KWHMCOM;;1P;230V;5-20A MINMCB;2;ST; | ZM0219 | BH | NORMAL | 0 | 0 | 0 | 0 | 1003 | HAR-Alat Ukur
7400 | UIW Sulselrabar | 7428 | PLN UP3 Makassar Selatan | 2180 | Gd Ar Mksar Sltn | ZST1 | PLN Stock Materials | 000000002190105 | MTR;kVARH M;;3P;57.7/100V;5A;2;ST;4W | ZM0219 | BH | NORMAL | 0 | 0 | 0 | 0 | 1003 | HAR-Alat Ukur
7400 | UIW Sulselrabar | 7428 | PLN UP3 Makassar Selatan | 2180 | Gd Ar Mksar Sltn | ZST1 | PLN Stock Materials | 000000002190159 | MTR;kVARH M;;3P;220/380V;5A;1;ST;3W | ZM0219 | BH | NORMAL | 0 | 0 | 0 | 0 | 1003 | HAR-Alat Ukur
7400 | UIW Sulselrabar | 7428 | PLN UP3 Makassar Selatan | 2180 | Gd Ar Mksar Sltn | ZST1 | PLN Stock Materials | 000000002190167 | MTR;kWH E;;3P;220/380V;5A;0.5;;4W | ZM0219 | BH | NORMAL | 0 | 0 | 0 | 0 | 1003 | HAR-Alat Ukur
7400 | UIW Sulselrabar | 7428 | PLN UP3 Makassar Selatan | 2180 | Gd Ar Mksar Sltn | ZST1 | PLN Stock Materials | 000000002190181 | MTR;kWH ECOM;;1P;230V;5-30A-25A;1;ST;2W | ZM0219 | BH | NORMAL | 0 | 0 | 0 | 0 | 1003 | HAR-Alat Ukur
7400 | UIW Sulselrabar | 7428 | PLN UP3 Makassar Selatan | 2180 | Gd Ar Mksar Sltn | ZST1 | PLN Stock Materials | 000000002190194 | MTR;kWH E;;3P;220/380V;5-100A;1;;4W | ZM0219 | BH | PRE-MEMORY | 0 | 0 | 0 | 0 | 1003 | HAR-Alat Ukur
7400 | UIW Sulselrabar | 7428 | PLN UP3 Makassar Selatan | 2180 | Gd Ar Mksar Sltn | ZST1 | PLN Stock Materials | 000000002190194 | MTR;kWH E;;3P;220/380V;5-100A;1;;4W | ZM0219 | BH | NORMAL | 0 | 0 | 0 | 0 | 1003 | HAR-Alat Ukur
7400 | UIW Sulselrabar | 7428 | PLN UP3 Makassar Selatan | 2180 | Gd Ar Mksar Sltn | ZST1 | PLN Stock Materials | 000000002190207 | MTR;kWH E-PR;;1P;230V;5-60A;2;;2W | ZM0219 | BH | NORMAL | 0 | 0 | 0 | 0 | 1003 | HAR-Alat Ukur
7400 | UIW Sulselrabar | 7428 | PLN UP3 Makassar Selatan | 2180 | Gd Ar Mksar Sltn | ZST1 | PLN Stock Materials | 000000002190210 | MTR;kWH M;;3P;220/380V;5-20A;1;ST;4W | ZM0219 | BH | PRE-MEMORY | 0 | 0 | 0 | 0 | 1003 | HAR-Alat Ukur
7400 | UIW Sulselrabar | 7428 | PLN UP3 Makassar Selatan | 2180 | Gd Ar Mksar Sltn | ZST1 | PLN Stock Materials | 000000002190210 | MTR;kWH M;;3P;220/380V;5-20A;1;ST;4W | ZM0219 | BH | NORMAL | 0 | 0 | 0 | 0 | 1003 | HAR-Alat Ukur
7400 | UIW Sulselrabar | 7428 | PLN UP3 Makassar Selatan | 2180 | Gd Ar Mksar Sltn | ZST1 | PLN Stock Materials | 000000002190218 | MTR;kWH E;;3P;230/400V;5-80A;1;;4W | ZM0219 | BH | PRE-MEMORY | 0 | 0 | 0 | 0 | 1003 | HAR-Alat Ukur
7400 | UIW Sulselrabar | 7428 | PLN UP3 Makassar Selatan | 2180 | Gd Ar Mksar Sltn | ZST1 | PLN Stock Materials | 000000002190218 | MTR;kWH E;;3P;230/400V;5-80A;1;;4W | ZM0219 | BH | NORMAL | 632 | 0 | 0 | 0 | 1003 | HAR-Alat Ukur
7400 | UIW Sulselrabar | 7428 | PLN UP3 Makassar Selatan | 2180 | Gd Ar Mksar Sltn | ZST1 | PLN Stock Materials | 000000002190219 | MTR;kWH E;;3P;57.7/240V;5-10A;0.5;;4W | ZM0219 | BH | PRE-MEMORY | 0 | 0 | 0 | 0 | 1003 | HAR-Alat Ukur
7400 | UIW Sulselrabar | 7428 | PLN UP3 Makassar Selatan | 2180 | Gd Ar Mksar Sltn | ZST1 | PLN Stock Materials | 000000002190219 | MTR;kWH E;;3P;57.7/240V;5-10A;0.5;;4W | ZM0219 | BH | NORMAL | 0 | 0 | 0 | 0 | 1003 | HAR-Alat Ukur
7400 | UIW Sulselrabar | 7428 | PLN UP3 Makassar Selatan | 2180 | Gd Ar Mksar Sltn | ZST1 | PLN Stock Materials | 000000002190222 | MTR;kWH ECOM;;1P;230V;5-40A MINMCB;1;; | ZM0219 | BH | PRE-MEMORY | 0 | 0 | 0 | 0 | 1003 | HAR-Alat Ukur
7400 | UIW Sulselrabar | 7428 | PLN UP3 Makassar Selatan | 2180 | Gd Ar Mksar Sltn | ZST1 | PLN Stock Materials | 000000002190224 | MTR;kWH E-PR;;1P;230V;5-60A;1;;2W | ZM0219 | BH | PRE-MEMORY | 39 | 55 | 0 | 0 | 1003 | HAR-Alat Ukur
7400 | UIW Sulselrabar | 7428 | PLN UP3 Makassar Selatan | 2180 | Gd Ar Mksar Sltn | ZST1 | PLN Stock Materials | 000000002190224 | MTR;kWH E-PR;;1P;230V;5-60A;1;;2W | ZM0219 | BH | NORMAL | 416 | 0 | 0 | 0 | 1003 | HAR-Alat Ukur
7400 | UIW Sulselrabar | 7428 | PLN UP3 Makassar Selatan | 2180 | Gd Ar Mksar Sltn | ZST1 | PLN Stock Materials | 000000002190231 | MTR;kWH E;;1P;230V;5-40A;1;;2W | ZM0219 | BH | PRE-MEMORY | 222 | 141 | 0 | 0 | 1003 | HAR-Alat Ukur
7400 | UIW Sulselrabar | 7428 | PLN UP3 Makassar Selatan | 2180 | Gd Ar Mksar Sltn | ZST1 | PLN Stock Materials | 000000002190231 | MTR;kWH E;;1P;230V;5-40A;1;;2W | ZM0219 | BH | NORMAL | 237 | 0 | 0 | 0 | 1003 | HAR-Alat Ukur
7400 | UIW Sulselrabar | 7428 | PLN UP3 Makassar Selatan | 2180 | Gd Ar Mksar Sltn | ZST1 | PLN Stock Materials | 000000002190234 | MTR;kWH ECOM;;1P;230V;5-40A-10A;1;;2W | ZM0219 | BH | PRE-MEMORY | 0 | 0 | 0 | 0 | 1003 | HAR-Alat Ukur
7400 | UIW Sulselrabar | 7428 | PLN UP3 Makassar Selatan | 2180 | Gd Ar Mksar Sltn | ZST1 | PLN Stock Materials | 000000002190234 | MTR;kWH ECOM;;1P;230V;5-40A-10A;1;;2W | ZM0219 | BH | NORMAL | 0 | 0 | 0 | 0 | 1003 | HAR-Alat Ukur
7400 | UIW Sulselrabar | 7428 | PLN UP3 Makassar Selatan | 2180 | Gd Ar Mksar Sltn | ZST1 | PLN Stock Materials | 000000002190235 | MTR;kWH ECOM;;1P;230V;5-40A-16A;1;;2W | ZM0219 | BH | NORMAL | 0 | 0 | 0 | 0 | 1003 | HAR-Alat Ukur
7400 | UIW Sulselrabar | 7428 | PLN UP3 Makassar Selatan | 2180 | Gd Ar Mksar Sltn | ZST1 | PLN Stock Materials | 000000002190236 | MTR;kWH ECOM;;1P;230V;5-40A-20A;1;;2W | ZM0219 | BH | NORMAL | 0 | 0 | 0 | 0 | 1003 | HAR-Alat Ukur
7400 | UIW Sulselrabar | 7428 | PLN UP3 Makassar Selatan | 2180 | Gd Ar Mksar Sltn | ZST1 | PLN Stock Materials | 000000002190244 | MTR;KWHE-PR-COM;1P;230V;5-60;1;2W;MINMCB | ZM0219 | BH | NORMAL | 0 | 0 | 0 | 0 | 1003 | HAR-Alat Ukur
7400 | UIW Sulselrabar | 7428 | PLN UP3 Makassar Selatan | 2180 | Gd Ar Mksar Sltn | ZST1 | PLN Stock Materials | 000000002190252 | MTR;kWH E-PR;;3P;230/400V;5-80A;1;;4W | ZM0219 | BH | NORMAL | 6 | 0 | 0 | 0 | 1003 | HAR-Alat Ukur
7400 | UIW Sulselrabar | 7428 | PLN UP3 Makassar Selatan | 2180 | Gd Ar Mksar Sltn | ZST1 | PLN Stock Materials | 000000002190253 | MTR;kWH E;3P;230/400V;5-10A;1;;4W | ZM0219 | BH | PRE-MEMORY | 0 | 0 | 0 | 0 | 1003 | HAR-Alat Ukur
7400 | UIW Sulselrabar | 7428 | PLN UP3 Makassar Selatan | 2180 | Gd Ar Mksar Sltn | ZST1 | PLN Stock Materials | 000000002190253 | MTR;kWH E;3P;230/400V;5-10A;1;;4W | ZM0219 | BH | NORMAL | 84 | 1 | 0 | 0 | 1003 | HAR-Alat Ukur
7400 | UIW Sulselrabar | 7428 | PLN UP3 Makassar Selatan | 2180 | Gd Ar Mksar Sltn | ZST1 | PLN Stock Materials | 000000002190264 | MTR;KWHE;;3P;57/100-240/415;5-10A;0.2S | ZM0219 | BH | NORMAL | 0 | 0 | 0 | 0 | 1003 | HAR-Alat Ukur
7400 | UIW Sulselrabar | 7428 | PLN UP3 Makassar Selatan | 2180 | Gd Ar Mksar Sltn | ZST1 | PLN Stock Materials | 000000002190266 | MTR;KWH E;;3P;57.7V-400V;5A;0.5;;4W | ZM0219 | BH | NORMAL | 0 | 0 | 0 | 0 | 1003 | HAR-Alat Ukur
7400 | UIW Sulselrabar | 7428 | PLN UP3 Makassar Selatan | 2180 | Gd Ar Mksar Sltn | ZST1 | PLN Stock Materials | 000000002190267 | MTR;kWH E;;1P;220/240V;5-100A;1;ST;2W | ZM0219 | BH | NORMAL | 0 | 0 | 0 | 0 | 1003 | HAR-Alat Ukur
7400 | UIW Sulselrabar | 7428 | PLN UP3 Makassar Selatan | 2180 | Gd Ar Mksar Sltn | ZST1 | PLN Stock Materials | 000000002190331 | MTR;kWH M;;3P;230/400V;20-60A;2;ST;4W | ZM0219 | BH | PRE-MEMORY | 0 | 0 | 0 | 0 | 1003 | HAR-Alat Ukur
7400 | UIW Sulselrabar | 7428 | PLN UP3 Makassar Selatan | 2180 | Gd Ar Mksar Sltn | ZST1 | PLN Stock Materials | 000000002190331 | MTR;kWH M;;3P;230/400V;20-60A;2;ST;4W | ZM0219 | BH | NORMAL | 0 | 0 | 0 | 0 | 1003 | HAR-Alat Ukur
7400 | UIW Sulselrabar | 7428 | PLN UP3 Makassar Selatan | 2180 | Gd Ar Mksar Sltn | ZST1 | PLN Stock Materials | 000000002190380 | MTR;kWH M;;1P;230V;5-40A;1;;2W | ZM0219 | BH | NORMAL | 0 | 0 | 0 | 0 | 1003 | HAR-Alat Ukur
7400 | UIW Sulselrabar | 7428 | PLN UP3 Makassar Selatan | 2180 | Gd Ar Mksar Sltn | ZST1 | PLN Stock Materials | 000000002190393 | MTR;kWHE;;3P;58/100-240/415V;5-10;0.5;4W | ZM0219 | BH | NORMAL | 0 | 0 | 0 | 0 | 1002 | HAR-Kabel
7400 | UIW Sulselrabar | 7428 | PLN UP3 Makassar Selatan | 2180 | Gd Ar Mksar Sltn | ZST1 | PLN Stock Materials | 000000002190394 | MTR;kWHE;;3P;58/100-240/415V;5-10;1;4W | ZM0219 | BH | NORMAL | 0 | 0 | 0 | 0 | 1003 | HAR-Alat Ukur
7400 | UIW Sulselrabar | 7428 | PLN UP3 Makassar Selatan | 2180 | Gd Ar Mksar Sltn | ZST1 | PLN Stock Materials | 000000002190438 | MTR;kWHE;;3P;57.7/100V-230/400;5A;0.5;4W | ZM0219 | BH | NORMAL | 41 | 0 | 0 | 0 | 1003 | HAR-Alat Ukur
7400 | UIW Sulselrabar | 7428 | PLN UP3 Makassar Selatan | 2180 | Gd Ar Mksar Sltn | ZST1 | PLN Stock Materials | 000000002190453 | MTR;KWH E;3P;20KV/100V;150-300/5A;0.2;4W | ZM0219 | BH | NORMAL | 0 | 0 | 0 | 0 | 1003 | HAR-Alat Ukur
7400 | UIW Sulselrabar | 7428 | PLN UP3 Makassar Selatan | 2180 | Gd Ar Mksar Sltn | ZST1 | PLN Stock Materials | 000000002190471 | MTR;kWH M;;3P;127/220V;50/100A;;ST;4W | ZM0219 | BH | NORMAL | 0 | 0 | 0 | 0 | 1003 | HAR-Alat Ukur
7400 | UIW Sulselrabar | 7428 | PLN UP3 Makassar Selatan | 2180 | Gd Ar Mksar Sltn | ZST1 | PLN Stock Materials | 000000002190489 | MTR;kWH E-PR;;3P;230/400V;5-60A;1;;4W | ZM0219 | BH | PRE-MEMORY | 0 | 0 | 0 | 0 | 1003 | HAR-Alat Ukur
7400 | UIW Sulselrabar | 7428 | PLN UP3 Makassar Selatan | 2180 | Gd Ar Mksar Sltn | ZST1 | PLN Stock Materials | 000000002190489 | MTR;kWH E-PR;;3P;230/400V;5-60A;1;;4W | ZM0219 | BH | NORMAL | 0 | 0 | 0 | 0 | 1003 | HAR-Alat Ukur
7400 | UIW Sulselrabar | 7428 | PLN UP3 Makassar Selatan | 2180 | Gd Ar Mksar Sltn | ZST1 | PLN Stock Materials | 000000002190593 | MTR;KWH E-PR-TWO WAYS;1P;230V;5-60A;1;2W | ZM0219 | BH | NORMAL | 0 | 0 | 0 | 0 | 1003 | HAR-Alat Ukur
7400 | UIW Sulselrabar | 7428 | PLN UP3 Makassar Selatan | 2180 | Gd Ar Mksar Sltn | ZST1 | PLN Stock Materials | 000000002190822 | MTR;SPLU;PR;1P;230V;5-60A;1;;2W | ZM0219 | BH | NORMAL | 31 | 0 | 0 | 0 | 1003 | HAR-Alat Ukur
7400 | UIW Sulselrabar | 7428 | PLN UP3 Makassar Selatan | 2180 | Gd Ar Mksar Sltn | ZST1 | PLN Stock Materials | 000000002200004 | MTR ACC;SEGEL PLASTIC | ZM0220 | BH | PRE-MEMORY | 0 | 0 | 0 | 0 | 1003 | HAR-Alat Ukur
7400 | UIW Sulselrabar | 7428 | PLN UP3 Makassar Selatan | 2180 | Gd Ar Mksar Sltn | ZST1 | PLN Stock Materials | 000000002200004 | MTR ACC;SEGEL PLASTIC | ZM0220 | BH | NORMAL | 1700 | 0 | 0 | 0 | 1003 | HAR-Alat Ukur
7400 | UIW Sulselrabar | 7428 | PLN UP3 Makassar Selatan | 2180 | Gd Ar Mksar Sltn | ZST1 | PLN Stock Materials | 000000002200016 | MTR ACC;SEGEL PUTAR PLASTIC | ZM0220 | BH | PRE-MEMORY | 0 | 0 | 0 | 0 | 1003 | HAR-Alat Ukur
7400 | UIW Sulselrabar | 7428 | PLN UP3 Makassar Selatan | 2180 | Gd Ar Mksar Sltn | ZST1 | PLN Stock Materials | 000000002200016 | MTR ACC;SEGEL PUTAR PLASTIC | ZM0220 | BH | NORMAL | 0 | 0 | 0 | 0 | 1003 | HAR-Alat Ukur
7400 | UIW Sulselrabar | 7428 | PLN UP3 Makassar Selatan | 2180 | Gd Ar Mksar Sltn | ZST1 | PLN Stock Materials | 000000002200023 | MTR ACC;MODEM GSM/56KBPS | ZM0220 | BH | NORMAL | 0 | 0 | 0 | 0 | 1003 | HAR-Alat Ukur
7400 | UIW Sulselrabar | 7428 | PLN UP3 Makassar Selatan | 2180 | Gd Ar Mksar Sltn | ZST1 | PLN Stock Materials | 000000002200024 | MTR ACC;SELECTOR SWITCH | ZM0220 | BH | NORMAL | 0 | 0 | 0 | 0 | 1003 | HAR-Alat Ukur
7400 | UIW Sulselrabar | 7428 | PLN UP3 Makassar Selatan | 2180 | Gd Ar Mksar Sltn | ZST1 | PLN Stock Materials | 000000002200029 | MTR ACC;KAWAT SEGEL | ZM0220 | KG | NORMAL | 0 | 0 | 0 | 0 | 1003 | HAR-Alat Ukur
7400 | UIW Sulselrabar | 7428 | PLN UP3 Makassar Selatan | 2180 | Gd Ar Mksar Sltn | ZST1 | PLN Stock Materials | 000000002200060 | MTR ACC;HAND HOLD | ZM0220 | BH | NORMAL | 0 | 0 | 0 | 0 | 1003 | HAR-Alat Ukur
7400 | UIW Sulselrabar | 7428 | PLN UP3 Makassar Selatan | 2180 | Gd Ar Mksar Sltn | ZST1 | PLN Stock Materials | 000000002200061 | MTR ACC;MATRIK SEGEL | ZM0220 | BH | NORMAL | 0 | 0 | 0 | 0 | 1003 | HAR-Alat Ukur
7400 | UIW Sulselrabar | 7428 | PLN UP3 Makassar Selatan | 2180 | Gd Ar Mksar Sltn | ZST1 | PLN Stock Materials | 000000002200063 | MTR ACC;TUTUP OK TRANSPARAN TP II | ZM0220 | BH | HAPUS | 0 | 0 | 0 | 0 | 1021 | HAR-Material Utk Dihapus
7400 | UIW Sulselrabar | 7428 | PLN UP3 Makassar Selatan | 2180 | Gd Ar Mksar Sltn | ZST1 | PLN Stock Materials | 000000002200091 | MTR ACC;MODEM AMR GSM/GPRS | ZM0220 | BH | NORMAL | 215 | 1 | 0 | 0 | 1003 | HAR-Alat Ukur
7400 | UIW Sulselrabar | 7428 | PLN UP3 Makassar Selatan | 2180 | Gd Ar Mksar Sltn | ZST1 | PLN Stock Materials | 000000002230111 | CLAMP;H;AL;70-150/120-240mm2;PRS | ZM0223 | BH | NORMAL | 0 | 0 | 0 | 0 | 1001 | HAR-Switchgear&Jaringan
7400 | UIW Sulselrabar | 7428 | PLN UP3 Makassar Selatan | 2180 | Gd Ar Mksar Sltn | ZST1 | PLN Stock Materials | 000000002230168 | CLAMP;STALL DRAAD;;50mm2; | ZM0223 | BH | HAPUS | 0 | 0 | 0 | 0 | 1021 | HAR-Material Utk Dihapus
7400 | UIW Sulselrabar | 7428 | PLN UP3 Makassar Selatan | 2180 | Gd Ar Mksar Sltn | ZST1 | PLN Stock Materials | 000000002230194 | CLAMP;LLC;AL;35-70mm2;BOLT | ZM0223 | BH | NORMAL | 0 | 0 | 0 | 0 | 1001 | HAR-Switchgear&Jaringan
7400 | UIW Sulselrabar | 7428 | PLN UP3 Makassar Selatan | 2180 | Gd Ar Mksar Sltn | ZST1 | PLN Stock Materials | 000000002230195 | CLAMP;LLC;AL;70-150mm2;BOLT | ZM0223 | BH | NORMAL | 0 | 0 | 0 | 0 | 1001 | HAR-Switchgear&Jaringan
7400 | UIW Sulselrabar | 7428 | PLN UP3 Makassar Selatan | 2180 | Gd Ar Mksar Sltn | ZST1 | PLN Stock Materials | 000000002240002 | FUSE;20/24kV;16A;TUBE;D24mm | ZM0224 | BH | NORMAL | 0 | 0 | 0 | 0 | 1001 | HAR-Switchgear&Jaringan
7400 | UIW Sulselrabar | 7428 | PLN UP3 Makassar Selatan | 2180 | Gd Ar Mksar Sltn | ZST1 | PLN Stock Materials | 000000002240004 | FUSE;20/24kV;25A;TUBE;D24mm | ZM0224 | BH | NORMAL | 0 | 0 | 0 | 0 | 1001 | HAR-Switchgear&Jaringan
7400 | UIW Sulselrabar | 7428 | PLN UP3 Makassar Selatan | 2180 | Gd Ar Mksar Sltn | ZST1 | PLN Stock Materials | 000000002240008 | FUSE;20/24kV;32A;TUBE;D24mm | ZM0224 | BH | NORMAL | 0 | 0 | 0 | 0 | 1001 | HAR-Switchgear&Jaringan
7400 | UIW Sulselrabar | 7428 | PLN UP3 Makassar Selatan | 2180 | Gd Ar Mksar Sltn | ZST1 | PLN Stock Materials | 000000002240010 | FUSE;20/24kV;40A;TUBE;D24mm | ZM0224 | BH | NORMAL | 0 | 0 | 0 | 0 | 1001 | HAR-Switchgear&Jaringan
7400 | UIW Sulselrabar | 7428 | PLN UP3 Makassar Selatan | 2180 | Gd Ar Mksar Sltn | ZST1 | PLN Stock Materials | 000000002240016 | FUSE;20/24kV;63A;TUBE;D24mm | ZM0224 | BH | NORMAL | 0 | 0 | 0 | 0 | 1001 | HAR-Switchgear&Jaringan
7400 | UIW Sulselrabar | 7428 | PLN UP3 Makassar Selatan | 2180 | Gd Ar Mksar Sltn | ZST1 | PLN Stock Materials | 000000002240018 | FUSE;20/24kV;6A;TUBE;D24mm | ZM0224 | BH | NORMAL | 0 | 0 | 0 | 0 | 1001 | HAR-Switchgear&Jaringan
7400 | UIW Sulselrabar | 7428 | PLN UP3 Makassar Selatan | 2180 | Gd Ar Mksar Sltn | ZST1 | PLN Stock Materials | 000000002240024 | FUSE;380/220V;100A;SQUARE;1 | ZM0224 | BH | NORMAL | 0 | 0 | 0 | 0 | 1001 | HAR-Switchgear&Jaringan
7400 | UIW Sulselrabar | 7428 | PLN UP3 Makassar Selatan | 2180 | Gd Ar Mksar Sltn | ZST1 | PLN Stock Materials | 000000002240029 | FUSE;380/220V;125A;SQUARE;1 | ZM0224 | BH | NORMAL | 0 | 0 | 0 | 0 | 1001 | HAR-Switchgear&Jaringan
7400 | UIW Sulselrabar | 7428 | PLN UP3 Makassar Selatan | 2180 | Gd Ar Mksar Sltn | ZST1 | PLN Stock Materials | 000000002240035 | FUSE;380/220V;160A;SQUARE;1 | ZM0224 | BH | NORMAL | 0 | 0 | 0 | 0 | 1001 | HAR-Switchgear&Jaringan
7400 | UIW Sulselrabar | 7428 | PLN UP3 Makassar Selatan | 2180 | Gd Ar Mksar Sltn | ZST1 | PLN Stock Materials | 000000002240038 | FUSE;380/220V;200A;SQUARE;1 | ZM0224 | BH | NORMAL | 0 | 0 | 0 | 0 | 1001 | HAR-Switchgear&Jaringan
7400 | UIW Sulselrabar | 7428 | PLN UP3 Makassar Selatan | 2180 | Gd Ar Mksar Sltn | ZST1 | PLN Stock Materials | 000000002240044 | FUSE;380/220V;250A;SQUARE;1 | ZM0224 | BH | PRE-MEMORY | 0 | 0 | 0 | 0 | 1001 | HAR-Switchgear&Jaringan
7400 | UIW Sulselrabar | 7428 | PLN UP3 Makassar Selatan | 2180 | Gd Ar Mksar Sltn | ZST1 | PLN Stock Materials | 000000002240044 | FUSE;380/220V;250A;SQUARE;1 | ZM0224 | BH | NORMAL | 2820 | 0 | 0 | 0 | 1001 | HAR-Switchgear&Jaringan
7400 | UIW Sulselrabar | 7428 | PLN UP3 Makassar Selatan | 2180 | Gd Ar Mksar Sltn | ZST1 | PLN Stock Materials | 000000002240048 | FUSE;380/220V;300A;SQUARE;2 | ZM0224 | BH | PRE-MEMORY | 0 | 0 | 0 | 0 | 1001 | HAR-Switchgear&Jaringan
7400 | UIW Sulselrabar | 7428 | PLN UP3 Makassar Selatan | 2180 | Gd Ar Mksar Sltn | ZST1 | PLN Stock Materials | 000000002240048 | FUSE;380/220V;300A;SQUARE;2 | ZM0224 | BH | NORMAL | 1440 | 0 | 0 | 0 | 1001 | HAR-Switchgear&Jaringan
7400 | UIW Sulselrabar | 7428 | PLN UP3 Makassar Selatan | 2180 | Gd Ar Mksar Sltn | ZST1 | PLN Stock Materials | 000000002240049 | FUSE;380/220V;315A;SQUARE;2 | ZM0224 | BH | PRE-MEMORY | 0 | 0 | 0 | 0 | 1001 | HAR-Switchgear&Jaringan
7400 | UIW Sulselrabar | 7428 | PLN UP3 Makassar Selatan | 2180 | Gd Ar Mksar Sltn | ZST1 | PLN Stock Materials | 000000002240049 | FUSE;380/220V;315A;SQUARE;2 | ZM0224 | BH | NORMAL | 1497 | 0 | 0 | 0 | 1001 | HAR-Switchgear&Jaringan
7400 | UIW Sulselrabar | 7428 | PLN UP3 Makassar Selatan | 2180 | Gd Ar Mksar Sltn | ZST1 | PLN Stock Materials | 000000002240050 | FUSE;380/220V;355A;SQUARE;2 | ZM0224 | BH | PRE-MEMORY | 0 | 0 | 0 | 0 | 1001 | HAR-Switchgear&Jaringan
7400 | UIW Sulselrabar | 7428 | PLN UP3 Makassar Selatan | 2180 | Gd Ar Mksar Sltn | ZST1 | PLN Stock Materials | 000000002240050 | FUSE;380/220V;355A;SQUARE;2 | ZM0224 | BH | NORMAL | 0 | 0 | 0 | 0 | 1001 | HAR-Switchgear&Jaringan
7400 | UIW Sulselrabar | 7428 | PLN UP3 Makassar Selatan | 2180 | Gd Ar Mksar Sltn | ZST1 | PLN Stock Materials | 000000002240052 | FUSE;380/220V;35A;SQUARE;0 | ZM0224 | BH | NORMAL | 0 | 0 | 0 | 0 | 1001 | HAR-Switchgear&Jaringan
7400 | UIW Sulselrabar | 7428 | PLN UP3 Makassar Selatan | 2180 | Gd Ar Mksar Sltn | ZST1 | PLN Stock Materials | 000000002240055 | FUSE;380/220V;400A;SQUARE;2 | ZM0224 | BH | NORMAL | 0 | 0 | 0 | 0 | 1001 | HAR-Switchgear&Jaringan
7400 | UIW Sulselrabar | 7428 | PLN UP3 Makassar Selatan | 2180 | Gd Ar Mksar Sltn | ZST1 | PLN Stock Materials | 000000002240067 | FUSE;380/220V;63A;SQUARE;1 | ZM0224 | BH | NORMAL | 2149 | 0 | 0 | 0 | 1001 | HAR-Switchgear&Jaringan
7400 | UIW Sulselrabar | 7428 | PLN UP3 Makassar Selatan | 2180 | Gd Ar Mksar Sltn | ZST1 | PLN Stock Materials | 000000002240072 | FUSE;380/220V;80A;SQUARE;1 | ZM0224 | BH | PRE-MEMORY | 0 | 0 | 0 | 0 | 1001 | HAR-Switchgear&Jaringan
7400 | UIW Sulselrabar | 7428 | PLN UP3 Makassar Selatan | 2180 | Gd Ar Mksar Sltn | ZST1 | PLN Stock Materials | 000000002240072 | FUSE;380/220V;80A;SQUARE;1 | ZM0224 | BH | NORMAL | 3364 | 0 | 0 | 0 | 1001 | HAR-Switchgear&Jaringan
7400 | UIW Sulselrabar | 7428 | PLN UP3 Makassar Selatan | 2180 | Gd Ar Mksar Sltn | ZST1 | PLN Stock Materials | 000000002240074 | FUSE;20/24kV;10A;TUBE;D21mm | ZM0224 | BH | NORMAL | 0 | 0 | 0 | 0 | 1001 | HAR-Switchgear&Jaringan
7400 | UIW Sulselrabar | 7428 | PLN UP3 Makassar Selatan | 2180 | Gd Ar Mksar Sltn | ZST1 | PLN Stock Materials | 000000002240077 | FUSE;20/24kV;20A;TUBE;D24mm | ZM0224 | BH | NORMAL | 0 | 0 | 0 | 0 | 1001 | HAR-Switchgear&Jaringan
7400 | UIW Sulselrabar | 7428 | PLN UP3 Makassar Selatan | 2180 | Gd Ar Mksar Sltn | ZST1 | PLN Stock Materials | 000000002240113 | FUSE;380/220V;250A;SQUARE;2 | ZM0224 | BH | PRE-MEMORY | 0 | 0 | 0 | 0 | 1001 | HAR-Switchgear&Jaringan
7400 | UIW Sulselrabar | 7428 | PLN UP3 Makassar Selatan | 2180 | Gd Ar Mksar Sltn | ZST1 | PLN Stock Materials | 000000002240113 | FUSE;380/220V;250A;SQUARE;2 | ZM0224 | BH | NORMAL | 0 | 0 | 0 | 0 | 1001 | HAR-Switchgear&Jaringan
7400 | UIW Sulselrabar | 7428 | PLN UP3 Makassar Selatan | 2180 | Gd Ar Mksar Sltn | ZST1 | PLN Stock Materials | 000000002240118 | FUSE;380/220V;63A;SQUARE;2 | ZM0224 | BH | PRE-MEMORY | 0 | 0 | 0 | 0 | 1001 | HAR-Switchgear&Jaringan
7400 | UIW Sulselrabar | 7428 | PLN UP3 Makassar Selatan | 2180 | Gd Ar Mksar Sltn | ZST1 | PLN Stock Materials | 000000002240118 | FUSE;380/220V;63A;SQUARE;2 | ZM0224 | BH | NORMAL | 0 | 0 | 0 | 0 | 1001 | HAR-Switchgear&Jaringan
7400 | UIW Sulselrabar | 7428 | PLN UP3 Makassar Selatan | 2180 | Gd Ar Mksar Sltn | ZST1 | PLN Stock Materials | 000000002240119 | FUSE;380/220V;80A;SQUARE;2 | ZM0224 | BH | PRE-MEMORY | 0 | 0 | 0 | 0 | 1001 | HAR-Switchgear&Jaringan
7400 | UIW Sulselrabar | 7428 | PLN UP3 Makassar Selatan | 2180 | Gd Ar Mksar Sltn | ZST1 | PLN Stock Materials | 000000002240119 | FUSE;380/220V;80A;SQUARE;2 | ZM0224 | BH | NORMAL | 0 | 0 | 0 | 0 | 1001 | HAR-Switchgear&Jaringan
7400 | UIW Sulselrabar | 7428 | PLN UP3 Makassar Selatan | 2180 | Gd Ar Mksar Sltn | ZST1 | PLN Stock Materials | 000000002240120 | FUSE;380/220V;100A;SQUARE;2 | ZM0224 | BH | PRE-MEMORY | 0 | 0 | 0 | 0 | 1001 | HAR-Switchgear&Jaringan
7400 | UIW Sulselrabar | 7428 | PLN UP3 Makassar Selatan | 2180 | Gd Ar Mksar Sltn | ZST1 | PLN Stock Materials | 000000002240120 | FUSE;380/220V;100A;SQUARE;2 | ZM0224 | BH | NORMAL | 1789 | 0 | 0 | 0 | 1001 | HAR-Switchgear&Jaringan
7400 | UIW Sulselrabar | 7428 | PLN UP3 Makassar Selatan | 2180 | Gd Ar Mksar Sltn | ZST1 | PLN Stock Materials | 000000002240121 | FUSE;380/220V;125A;SQUARE;2 | ZM0224 | BH | PRE-MEMORY | 0 | 0 | 0 | 0 | 1001 | HAR-Switchgear&Jaringan
7400 | UIW Sulselrabar | 7428 | PLN UP3 Makassar Selatan | 2180 | Gd Ar Mksar Sltn | ZST1 | PLN Stock Materials | 000000002240121 | FUSE;380/220V;125A;SQUARE;2 | ZM0224 | BH | NORMAL | 2450 | 0 | 0 | 0 | 1001 | HAR-Switchgear&Jaringan
7400 | UIW Sulselrabar | 7428 | PLN UP3 Makassar Selatan | 2180 | Gd Ar Mksar Sltn | ZST1 | PLN Stock Materials | 000000002240122 | FUSE;380/220V;160A;SQUARE;2 | ZM0224 | BH | PRE-MEMORY | 0 | 0 | 0 | 0 | 1001 | HAR-Switchgear&Jaringan
7400 | UIW Sulselrabar | 7428 | PLN UP3 Makassar Selatan | 2180 | Gd Ar Mksar Sltn | ZST1 | PLN Stock Materials | 000000002240122 | FUSE;380/220V;160A;SQUARE;2 | ZM0224 | BH | NORMAL | 2263 | 0 | 0 | 0 | 1001 | HAR-Switchgear&Jaringan
7400 | UIW Sulselrabar | 7428 | PLN UP3 Makassar Selatan | 2180 | Gd Ar Mksar Sltn | ZST1 | PLN Stock Materials | 000000002240123 | FUSE;380/220V;200A;SQUARE;2 | ZM0224 | BH | PRE-MEMORY | 0 | 0 | 0 | 0 | 1001 | HAR-Switchgear&Jaringan
7400 | UIW Sulselrabar | 7428 | PLN UP3 Makassar Selatan | 2180 | Gd Ar Mksar Sltn | ZST1 | PLN Stock Materials | 000000002240123 | FUSE;380/220V;200A;SQUARE;2 | ZM0224 | BH | NORMAL | 3072 | 0 | 0 | 0 | 1001 | HAR-Switchgear&Jaringan
7400 | UIW Sulselrabar | 7428 | PLN UP3 Makassar Selatan | 2180 | Gd Ar Mksar Sltn | ZST1 | PLN Stock Materials | 000000002240124 | FUSE;380/220V;225A;SQUARE;2 | ZM0224 | BH | PRE-MEMORY | 0 | 0 | 0 | 0 | 1001 | HAR-Switchgear&Jaringan
7400 | UIW Sulselrabar | 7428 | PLN UP3 Makassar Selatan | 2180 | Gd Ar Mksar Sltn | ZST1 | PLN Stock Materials | 000000002240124 | FUSE;380/220V;225A;SQUARE;2 | ZM0224 | BH | NORMAL | 0 | 0 | 0 | 0 | 1001 | HAR-Switchgear&Jaringan
7400 | UIW Sulselrabar | 7428 | PLN UP3 Makassar Selatan | 2180 | Gd Ar Mksar Sltn | ZST1 | PLN Stock Materials | 000000002240125 | FUSE;380/220V;350A;SQUARE;2 | ZM0224 | BH | PRE-MEMORY | 0 | 0 | 0 | 0 | 1001 | HAR-Switchgear&Jaringan
7400 | UIW Sulselrabar | 7428 | PLN UP3 Makassar Selatan | 2180 | Gd Ar Mksar Sltn | ZST1 | PLN Stock Materials | 000000002240125 | FUSE;380/220V;350A;SQUARE;2 | ZM0224 | BH | NORMAL | 0 | 0 | 0 | 0 | 1001 | HAR-Switchgear&Jaringan
7400 | UIW Sulselrabar | 7428 | PLN UP3 Makassar Selatan | 2180 | Gd Ar Mksar Sltn | ZST1 | PLN Stock Materials | 000000002240147 | FUSE;380/220V;300A;WIRE;125mm | ZM0224 | BH | NORMAL | 0 | 0 | 0 | 0 | 1001 | HAR-Switchgear&Jaringan
7400 | UIW Sulselrabar | 7428 | PLN UP3 Makassar Selatan | 2180 | Gd Ar Mksar Sltn | ZST1 | PLN Stock Materials | 000000002240152 | FUSE;20/24kV;20A;TUBE;D21mm | ZM0224 | BH | NORMAL | 0 | 0 | 0 | 0 | 1001 | HAR-Switchgear&Jaringan
7400 | UIW Sulselrabar | 7428 | PLN UP3 Makassar Selatan | 2180 | Gd Ar Mksar Sltn | ZST1 | PLN Stock Materials | 000000002240192 | FUSE;20/24kV;50A;TUBE; | ZM0224 | BH | NORMAL | 0 | 0 | 0 | 0 | 1001 | HAR-Switchgear&Jaringan
7400 | UIW Sulselrabar | 7428 | PLN UP3 Makassar Selatan | 2180 | Gd Ar Mksar Sltn | ZST1 | PLN Stock Materials | 000000002240193 | FUSE;20/24kV;50A;TUBE;D24mm | ZM0224 | BH | NORMAL | 0 | 0 | 0 | 0 | 1001 | HAR-Switchgear&Jaringan
7400 | UIW Sulselrabar | 7428 | PLN UP3 Makassar Selatan | 2180 | Gd Ar Mksar Sltn | ZST1 | PLN Stock Materials | 000000002240210 | FUSE;20/24KV;100A;TUBE;D24MM | ZM0224 | BH | NORMAL | 0 | 0 | 0 | 0 | 1001 | HAR-Switchgear&Jaringan
7400 | UIW Sulselrabar | 7428 | PLN UP3 Makassar Selatan | 2180 | Gd Ar Mksar Sltn | ZST1 | PLN Stock Materials | 000000003030030 | POLE;STEEL;20kV;CIRCL;11m;200daN;; | ZM0303 | BTG | PRE-MEMORY | 0 | 0 | 0 | 0 | 1004 | HAR-Menara&Tiang
7400 | UIW Sulselrabar | 7428 | PLN UP3 Makassar Selatan | 2180 | Gd Ar Mksar Sltn | ZST1 | PLN Stock Materials | 000000003030030 | POLE;STEEL;20kV;CIRCL;11m;200daN;; | ZM0303 | BTG | NORMAL | 0 | 0 | 0 | 0 | 1004 | HAR-Menara&Tiang
7400 | UIW Sulselrabar | 7428 | PLN UP3 Makassar Selatan | 2180 | Gd Ar Mksar Sltn | ZST1 | PLN Stock Materials | 000000003030035 | POLE;STEEL;20kV;CIRCL;13m;200daN;; | ZM0303 | BTG | NORMAL | 0 | 0 | 0 | 0 | 1004 | HAR-Menara&Tiang
7400 | UIW Sulselrabar | 7428 | PLN UP3 Makassar Selatan | 2180 | Gd Ar Mksar Sltn | ZST1 | PLN Stock Materials | 000000003030036 | POLE;STEEL;20kV;CIRCL;13m;350daN;; | ZM0303 | BTG | NORMAL | 0 | 0 | 0 | 0 | 1004 | HAR-Menara&Tiang
7400 | UIW Sulselrabar | 7428 | PLN UP3 Makassar Selatan | 2180 | Gd Ar Mksar Sltn | ZST1 | PLN Stock Materials | 000000003030040 | POLE;STEEL;220V;CIRCL;9m;156daN;; | ZM0303 | BTG | NORMAL | 0 | 0 | 0 | 0 | 1004 | HAR-Menara&Tiang
7400 | UIW Sulselrabar | 7428 | PLN UP3 Makassar Selatan | 2180 | Gd Ar Mksar Sltn | ZST1 | PLN Stock Materials | 000000003030041 | POLE;STEEL;220V;CIRCL;9m;200daN;; | ZM0303 | BTG | NORMAL | 0 | 0 | 0 | 0 | 1004 | HAR-Menara&Tiang
7400 | UIW Sulselrabar | 7428 | PLN UP3 Makassar Selatan | 2180 | Gd Ar Mksar Sltn | ZST1 | PLN Stock Materials | 000000003030101 | POLE;STEEL;20kV;CIRCL;12m;200daN; | ZM0303 | BTG | NORMAL | 0 | 0 | 0 | 0 | 1004 | HAR-Menara&Tiang
7400 | UIW Sulselrabar | 7428 | PLN UP3 Makassar Selatan | 2180 | Gd Ar Mksar Sltn | ZST1 | PLN Stock Materials | 000000003040010 | POLE ACC;PVC ZADEL 3/4 IN | ZM0304 | M | NORMAL | 0 | 0 | 0 | 0 | 1004 | HAR-Menara&Tiang
7400 | UIW Sulselrabar | 7428 | PLN UP3 Makassar Selatan | 2180 | Gd Ar Mksar Sltn | ZST1 | PLN Stock Materials | 000000003040024 | POLE ACC;ANCHOR ROD 5/8"X8FT | ZM0304 | BH | NORMAL | 0 | 0 | 0 | 0 | 1004 | HAR-Menara&Tiang
7400 | UIW Sulselrabar | 7428 | PLN UP3 Makassar Selatan | 2180 | Gd Ar Mksar Sltn | ZST1 | PLN Stock Materials | 000000003040035 | POLE ACC;CR ARM UNP100X50X6X2000mm GALV | ZM0304 | BH | PRE-MEMORY | 0 | 0 | 0 | 0 | 1004 | HAR-Menara&Tiang
7400 | UIW Sulselrabar | 7428 | PLN UP3 Makassar Selatan | 2180 | Gd Ar Mksar Sltn | ZST1 | PLN Stock Materials | 000000003040035 | POLE ACC;CR ARM UNP100X50X6X2000mm GALV | ZM0304 | BH | NORMAL | 0 | 0 | 0 | 0 | 1004 | HAR-Menara&Tiang
7400 | UIW Sulselrabar | 7428 | PLN UP3 Makassar Selatan | 2180 | Gd Ar Mksar Sltn | ZST1 | PLN Stock Materials | 000000003040045 | POLE ACC;BOLT NUT & WASHER 5/8" | ZM0304 | BH | PRE-MEMORY | 0 | 0 | 0 | 0 | 1004 | HAR-Menara&Tiang
7400 | UIW Sulselrabar | 7428 | PLN UP3 Makassar Selatan | 2180 | Gd Ar Mksar Sltn | ZST1 | PLN Stock Materials | 000000003040045 | POLE ACC;BOLT NUT & WASHER 5/8" | ZM0304 | BH | NORMAL | 362 | 0 | 0 | 0 | 1004 | HAR-Menara&Tiang
7400 | UIW Sulselrabar | 7428 | PLN UP3 Makassar Selatan | 2180 | Gd Ar Mksar Sltn | ZST1 | PLN Stock Materials | 000000003040054 | POLE ACC;BOLT DOUBLE ARMING 5/8"x14" | ZM0304 | BH | NORMAL | 0 | 0 | 0 | 0 | 1004 | HAR-Menara&Tiang
7400 | UIW Sulselrabar | 7428 | PLN UP3 Makassar Selatan | 2180 | Gd Ar Mksar Sltn | ZST1 | PLN Stock Materials | 000000003040062 | POLE ACC;BOLT SINGLE UPSET 5/8"X12" | ZM0304 | BH | NORMAL | 0 | 0 | 0 | 0 | 1004 | HAR-Menara&Tiang
7400 | UIW Sulselrabar | 7428 | PLN UP3 Makassar Selatan | 2180 | Gd Ar Mksar Sltn | ZST1 | PLN Stock Materials | 000000003040098 | POLE ACC;CLAMP GROUND ROD 5/8" | ZM0304 | BH | NORMAL | 0 | 0 | 0 | 0 | 1004 | HAR-Menara&Tiang
7400 | UIW Sulselrabar | 7428 | PLN UP3 Makassar Selatan | 2180 | Gd Ar Mksar Sltn | ZST1 | PLN Stock Materials | 000000003040119 | POLE ACC;NUT THIMBLE EYE 5/8" | ZM0304 | BH | NORMAL | 0 | 0 | 0 | 0 | 1004 | HAR-Menara&Tiang
7400 | UIW Sulselrabar | 7428 | PLN UP3 Makassar Selatan | 2180 | Gd Ar Mksar Sltn | ZST1 | PLN Stock Materials | 000000003040188 | POLE ACC;STAINLESS STEEL STRAP | ZM0304 | M | NORMAL | 0 | 0 | 0 | 0 | 1004 | HAR-Menara&Tiang
7400 | UIW Sulselrabar | 7428 | PLN UP3 Makassar Selatan | 2180 | Gd Ar Mksar Sltn | ZST1 | PLN Stock Materials | 000000003040199 | POLE ACC;U UNION ZADEL 5/8" | ZM0304 | BH | NORMAL | 11664.32 | 0 | 0 | 0 | 1004 | HAR-Menara&Tiang
7400 | UIW Sulselrabar | 7428 | PLN UP3 Makassar Selatan | 2180 | Gd Ar Mksar Sltn | ZST1 | PLN Stock Materials | 000000003040200 | POLE ACC;YOKES STAINLESS STEEL STRAP | ZM0304 | BH | HAPUS | 0 | 0 | 0 | 0 | 1021 | HAR-Material Utk Dihapus
7400 | UIW Sulselrabar | 7428 | PLN UP3 Makassar Selatan | 2180 | Gd Ar Mksar Sltn | ZST1 | PLN Stock Materials | 000000003040245 | POLE ACC;CR ARM UNP100X50X5X2000mm GALV | ZM0304 | BH | PRE-MEMORY | 0 | 0 | 0 | 0 | 1004 | HAR-Menara&Tiang
7400 | UIW Sulselrabar | 7428 | PLN UP3 Makassar Selatan | 2180 | Gd Ar Mksar Sltn | ZST1 | PLN Stock Materials | 000000003040245 | POLE ACC;CR ARM UNP100X50X5X2000mm GALV | ZM0304 | BH | HAPUS | 0 | 0 | 0 | 0 | 1021 | HAR-Material Utk Dihapus
7400 | UIW Sulselrabar | 7428 | PLN UP3 Makassar Selatan | 2180 | Gd Ar Mksar Sltn | ZST1 | PLN Stock Materials | 000000003040246 | POLE ACC;CR ARM UNP100X50X5X2500mm GALV | ZM0304 | BH | PRE-MEMORY | 0 | 0 | 0 | 0 | 1004 | HAR-Menara&Tiang
7400 | UIW Sulselrabar | 7428 | PLN UP3 Makassar Selatan | 2180 | Gd Ar Mksar Sltn | ZST1 | PLN Stock Materials | 000000003040249 | POLE ACC;CR ARM UNP80X50X5X2000mm GALV | ZM0304 | BH | PRE-MEMORY | 0 | 0 | 0 | 0 | 1004 | HAR-Menara&Tiang
7400 | UIW Sulselrabar | 7428 | PLN UP3 Makassar Selatan | 2180 | Gd Ar Mksar Sltn | ZST1 | PLN Stock Materials | 000000003040251 | POLE ACC;CR ARM UNP80X50X5X600mm GALV | ZM0304 | BH | NORMAL | 0 | 0 | 0 | 0 | 1004 | HAR-Menara&Tiang
7400 | UIW Sulselrabar | 7428 | PLN UP3 Makassar Selatan | 2180 | Gd Ar Mksar Sltn | ZST1 | PLN Stock Materials | 000000003040253 | POLE ACC;GUY INSULATOR LV | ZM0304 | BH | NORMAL | 0 | 0 | 0 | 0 | 1004 | HAR-Menara&Tiang
7400 | UIW Sulselrabar | 7428 | PLN UP3 Makassar Selatan | 2180 | Gd Ar Mksar Sltn | ZST1 | PLN Stock Materials | 000000003040254 | POLE ACC;GUY INSULATOR MV | ZM0304 | BH | NORMAL | 0 | 0 | 0 | 0 | 1004 | HAR-Menara&Tiang
7400 | UIW Sulselrabar | 7428 | PLN UP3 Makassar Selatan | 2180 | Gd Ar Mksar Sltn | ZST1 | PLN Stock Materials | 000000003040256 | POLE ACC;GUY WIRE BLOCK 500X500X100mm | ZM0304 | BH | NORMAL | 0 | 0 | 0 | 0 | 1004 | HAR-Menara&Tiang
7400 | UIW Sulselrabar | 7428 | PLN UP3 Makassar Selatan | 2180 | Gd Ar Mksar Sltn | ZST1 | PLN Stock Materials | 000000003040303 | POLE ACC;SPANSCHROEVEN 5/8" | ZM0304 | BH | NORMAL | 0 | 0 | 0 | 0 | 1004 | HAR-Menara&Tiang
7400 | UIW Sulselrabar | 7428 | PLN UP3 Makassar Selatan | 2180 | Gd Ar Mksar Sltn | ZST1 | PLN Stock Materials | 000000003040305 | POLE ACC;STAINLESS STEEL STRAP 20X0.7mm | ZM0304 | M | NORMAL | 0 | 0 | 0 | 0 | 1004 | HAR-Menara&Tiang
7400 | UIW Sulselrabar | 7428 | PLN UP3 Makassar Selatan | 2180 | Gd Ar Mksar Sltn | ZST1 | PLN Stock Materials | 000000003040309 | POLE ACC;STEEL WIRE GALV 70mm2 | ZM0304 | M | NORMAL | 0 | 0 | 0 | 0 | 1004 | HAR-Menara&Tiang
7400 | UIW Sulselrabar | 7428 | PLN UP3 Makassar Selatan | 2180 | Gd Ar Mksar Sltn | ZST1 | PLN Stock Materials | 000000003040313 | POLE ACC;THIMBLE 22mm2 | ZM0304 | BH | NORMAL | 0 | 0 | 0 | 0 | 1004 | HAR-Menara&Tiang
7400 | UIW Sulselrabar | 7428 | PLN UP3 Makassar Selatan | 2180 | Gd Ar Mksar Sltn | ZST1 | PLN Stock Materials | 000000003040322 | POLE ACC;WIRE CLIPS 3/4" | ZM0304 | BH | NORMAL | 0 | 0 | 0 | 0 | 1004 | HAR-Menara&Tiang
7400 | UIW Sulselrabar | 7428 | PLN UP3 Makassar Selatan | 2180 | Gd Ar Mksar Sltn | ZST1 | PLN Stock Materials | 000000003040324 | POLE ACC;YOKES/STOPING BUCKLE | ZM0304 | BH | NORMAL | 3970.304 | 0 | 0 | 0 | 1004 | HAR-Menara&Tiang
7400 | UIW Sulselrabar | 7428 | PLN UP3 Makassar Selatan | 2180 | Gd Ar Mksar Sltn | ZST1 | PLN Stock Materials | 000000003040331 | POLE ACC;STEEL WIRE GALV 35mm2 | ZM0304 | M | NORMAL | 0 | 0 | 0 | 0 | 1004 | HAR-Menara&Tiang
7400 | UIW Sulselrabar | 7428 | PLN UP3 Makassar Selatan | 2180 | Gd Ar Mksar Sltn | ZST1 | PLN Stock Materials | 000000003040421 | POLE ACC;ARM BAND DOUBLE 8"-3" | ZM0304 | BH | NORMAL | 0 | 0 | 0 | 0 | 1004 | HAR-Menara&Tiang
7400 | UIW Sulselrabar | 7428 | PLN UP3 Makassar Selatan | 2180 | Gd Ar Mksar Sltn | ZST1 | PLN Stock Materials | 000000003040450 | POLE ACC;U UNION ZADEL 1" | ZM0304 | BH | HAPUS | 0 | 0 | 0 | 0 | 1021 | HAR-Material Utk Dihapus
7400 | UIW Sulselrabar | 7428 | PLN UP3 Makassar Selatan | 2180 | Gd Ar Mksar Sltn | ZST1 | PLN Stock Materials | 000000003040483 | POLE ACC;POLE BRAKET 6-7" | ZM0304 | BH | NORMAL | 0 | 0 | 0 | 0 | 1004 | HAR-Menara&Tiang
7400 | UIW Sulselrabar | 7428 | PLN UP3 Makassar Selatan | 2180 | Gd Ar Mksar Sltn | ZST1 | PLN Stock Materials | 000000003040484 | POLE ACC;POLE BRAKET 8-9" | ZM0304 | BH | NORMAL | 0 | 0 | 0 | 0 | 1004 | HAR-Menara&Tiang
7400 | UIW Sulselrabar | 7428 | PLN UP3 Makassar Selatan | 2180 | Gd Ar Mksar Sltn | ZST1 | PLN Stock Materials | 000000003040637 | POLE ACC;CR ARM UNP50X50X700mm GALV | ZM0304 | BH | NORMAL | 0 | 0 | 0 | 0 | 1004 | HAR-Menara&Tiang
7400 | UIW Sulselrabar | 7428 | PLN UP3 Makassar Selatan | 2180 | Gd Ar Mksar Sltn | ZST1 | PLN Stock Materials | 000000003040642 | POLE ACC;CR ARM UNP60.5X35X5X2500mm GALV | ZM0304 | BH | NORMAL | 0 | 0 | 0 | 0 | 1004 | HAR-Menara&Tiang
7400 | UIW Sulselrabar | 7428 | PLN UP3 Makassar Selatan | 2180 | Gd Ar Mksar Sltn | ZST1 | PLN Stock Materials | 000000003040647 | POLE ACC;CR ARM UNP65X50X5X2000mm GALV | ZM0304 | BH | HAPUS | 0 | 0 | 0 | 0 | 1021 | HAR-Material Utk Dihapus
7400 | UIW Sulselrabar | 7428 | PLN UP3 Makassar Selatan | 2180 | Gd Ar Mksar Sltn | ZST1 | PLN Stock Materials | 000000003040657 | POLE ACC;DOUBLE BAND 11" | ZM0304 | BH | HAPUS | 0 | 0 | 0 | 0 | 1021 | HAR-Material Utk Dihapus
7400 | UIW Sulselrabar | 7428 | PLN UP3 Makassar Selatan | 2180 | Gd Ar Mksar Sltn | ZST1 | PLN Stock Materials | 000000003040661 | POLE ACC;DOUBLE BAND 4" | ZM0304 | BH | NORMAL | 0 | 0 | 0 | 0 | 1004 | HAR-Menara&Tiang
7400 | UIW Sulselrabar | 7428 | PLN UP3 Makassar Selatan | 2180 | Gd Ar Mksar Sltn | ZST1 | PLN Stock Materials | 000000003040663 | POLE ACC;DOUBLE BAND 8" | ZM0304 | BH | HAPUS | 0 | 0 | 0 | 0 | 1021 | HAR-Material Utk Dihapus
7400 | UIW Sulselrabar | 7428 | PLN UP3 Makassar Selatan | 2180 | Gd Ar Mksar Sltn | ZST1 | PLN Stock Materials | 000000003040668 | POLE ACC;MOUNTING BRACKET FOR 5B-1A | ZM0304 | BH | HAPUS | 0 | 0 | 0 | 0 | 1021 | HAR-Material Utk Dihapus
7400 | UIW Sulselrabar | 7428 | PLN UP3 Makassar Selatan | 2180 | Gd Ar Mksar Sltn | ZST1 | PLN Stock Materials | 000000003040695 | POLE ACC;UNION PIPE 5/8"X6m | ZM0304 | BH | NORMAL | 0 | 0 | 0 | 0 | 1004 | HAR-Menara&Tiang
7400 | UIW Sulselrabar | 7428 | PLN UP3 Makassar Selatan | 2180 | Gd Ar Mksar Sltn | ZST1 | PLN Stock Materials | 000000003040699 | POLE ACC;DOUBLE BAND 11.5" | ZM0304 | BH | HAPUS | 0 | 0 | 0 | 0 | 1021 | HAR-Material Utk Dihapus
7400 | UIW Sulselrabar | 7428 | PLN UP3 Makassar Selatan | 2180 | Gd Ar Mksar Sltn | ZST1 | PLN Stock Materials | 000000003040701 | POLE ACC;POLE BRAKET 7-8" | ZM0304 | BH | NORMAL | 0.008 | 0 | 0 | 0 | 1004 | HAR-Menara&Tiang
7400 | UIW Sulselrabar | 7428 | PLN UP3 Makassar Selatan | 2180 | Gd Ar Mksar Sltn | ZST1 | PLN Stock Materials | 000000003040708 | POLE ACC;PVC ZADEL 1" | ZM0304 | BH | NORMAL | 0 | 0 | 0 | 0 | 1004 | HAR-Menara&Tiang
7400 | UIW Sulselrabar | 7428 | PLN UP3 Makassar Selatan | 2180 | Gd Ar Mksar Sltn | ZST1 | PLN Stock Materials | 000000003050001 | CONDUCTOR;AAAC;150mm2;44kN | ZM0305 | M | PRE-MEMORY | 0 | 0 | 0 | 0 | 1001 | HAR-Switchgear&Jaringan
7400 | UIW Sulselrabar | 7428 | PLN UP3 Makassar Selatan | 2180 | Gd Ar Mksar Sltn | ZST1 | PLN Stock Materials | 000000003050001 | CONDUCTOR;AAAC;150mm2;44kN | ZM0305 | M | NORMAL | 0 | 0 | 0 | 0 | 1001 | HAR-Switchgear&Jaringan
7400 | UIW Sulselrabar | 7428 | PLN UP3 Makassar Selatan | 2180 | Gd Ar Mksar Sltn | ZST1 | PLN Stock Materials | 000000003050005 | CONDUCTOR;AAAC;95mm2;26.06kN | ZM0305 | M | HAPUS | 0 | 0 | 0 | 0 | 1021 | HAR-Material Utk Dihapus
7400 | UIW Sulselrabar | 7428 | PLN UP3 Makassar Selatan | 2180 | Gd Ar Mksar Sltn | ZST1 | PLN Stock Materials | 000000003050006 | CONDUCTOR;AAAC-S;150mm2;44kN | ZM0305 | M | NORMAL | 0 | 0 | 0 | 0 | 1001 | HAR-Switchgear&Jaringan
7400 | UIW Sulselrabar | 7428 | PLN UP3 Makassar Selatan | 2180 | Gd Ar Mksar Sltn | ZST1 | PLN Stock Materials | 000000003050030 | CONDUCTOR;CU;50mm2;19.28kN | ZM0305 | M | PRE-MEMORY | 0 | 0 | 0 | 0 | 1001 | HAR-Switchgear&Jaringan
7400 | UIW Sulselrabar | 7428 | PLN UP3 Makassar Selatan | 2180 | Gd Ar Mksar Sltn | ZST1 | PLN Stock Materials | 000000003050030 | CONDUCTOR;CU;50mm2;19.28kN | ZM0305 | M | NORMAL | 0 | 0 | 0 | 0 | 1001 | HAR-Switchgear&Jaringan
7400 | UIW Sulselrabar | 7428 | PLN UP3 Makassar Selatan | 2180 | Gd Ar Mksar Sltn | ZST1 | PLN Stock Materials | 000000003050049 | CONDUCTOR;AAAC;240mm2; | ZM0305 | M | NORMAL | 0 | 0 | 0 | 0 | 1001 | HAR-Switchgear&Jaringan
7400 | UIW Sulselrabar | 7428 | PLN UP3 Makassar Selatan | 2180 | Gd Ar Mksar Sltn | ZST1 | PLN Stock Materials | 000000003050050 | CONDUCTOR;AAAC-S;240mm2; | ZM0305 | M | PRE-MEMORY | 0 | 0 | 0 | 0 | 1001 | HAR-Switchgear&Jaringan
7400 | UIW Sulselrabar | 7428 | PLN UP3 Makassar Selatan | 2180 | Gd Ar Mksar Sltn | ZST1 | PLN Stock Materials | 000000003050050 | CONDUCTOR;AAAC-S;240mm2; | ZM0305 | M | NORMAL | 0 | 0 | 0 | 0 | 1001 | HAR-Switchgear&Jaringan
7400 | UIW Sulselrabar | 7428 | PLN UP3 Makassar Selatan | 2180 | Gd Ar Mksar Sltn | ZST1 | PLN Stock Materials | 000000003050081 | CONDUCTOR;AAAC;70mm2; | ZM0305 | M | PRE-MEMORY | 0 | 0 | 0 | 0 | 1001 | HAR-Switchgear&Jaringan
7400 | UIW Sulselrabar | 7428 | PLN UP3 Makassar Selatan | 2180 | Gd Ar Mksar Sltn | ZST1 | PLN Stock Materials | 000000003050081 | CONDUCTOR;AAAC;70mm2; | ZM0305 | M | NORMAL | 0 | 0 | 0 | 0 | 1001 | HAR-Switchgear&Jaringan
7400 | UIW Sulselrabar | 7428 | PLN UP3 Makassar Selatan | 2180 | Gd Ar Mksar Sltn | ZST1 | PLN Stock Materials | 000000003050084 | CONDUCTOR;AAAC-S;150mm2; | ZM0305 | M | PRE-MEMORY | 0 | 0 | 0 | 0 | 1001 | HAR-Switchgear&Jaringan
7400 | UIW Sulselrabar | 7428 | PLN UP3 Makassar Selatan | 2180 | Gd Ar Mksar Sltn | ZST1 | PLN Stock Materials | 000000003050084 | CONDUCTOR;AAAC-S;150mm2; | ZM0305 | M | NORMAL | 569 | 0 | 0 | 0 | 1001 | HAR-Switchgear&Jaringan
7400 | UIW Sulselrabar | 7428 | PLN UP3 Makassar Selatan | 2180 | Gd Ar Mksar Sltn | ZST1 | PLN Stock Materials | 000000003050088 | CONDUCTOR;AAAC-S;70mm2; | ZM0305 | M | PRE-MEMORY | 0 | 0 | 0 | 0 | 1001 | HAR-Switchgear&Jaringan
7400 | UIW Sulselrabar | 7428 | PLN UP3 Makassar Selatan | 2180 | Gd Ar Mksar Sltn | ZST1 | PLN Stock Materials | 000000003050088 | CONDUCTOR;AAAC-S;70mm2; | ZM0305 | M | NORMAL | 863 | 0 | 0 | 0 | 1001 | HAR-Switchgear&Jaringan
7400 | UIW Sulselrabar | 7428 | PLN UP3 Makassar Selatan | 2180 | Gd Ar Mksar Sltn | ZST1 | PLN Stock Materials | 000000003060027 | COND ACC;JOINT SLEEVE AL 150mm2 COMP | ZM0306 | BH | PRE-MEMORY | 0 | 0 | 0 | 0 | 1001 | HAR-Switchgear&Jaringan
7400 | UIW Sulselrabar | 7428 | PLN UP3 Makassar Selatan | 2180 | Gd Ar Mksar Sltn | ZST1 | PLN Stock Materials | 000000003060027 | COND ACC;JOINT SLEEVE AL 150mm2 COMP | ZM0306 | BH | NORMAL | 0 | 0 | 0 | 0 | 1001 | HAR-Switchgear&Jaringan
7400 | UIW Sulselrabar | 7428 | PLN UP3 Makassar Selatan | 2180 | Gd Ar Mksar Sltn | ZST1 | PLN Stock Materials | 000000003060047 | COND ACC;REPAIR SLEEVE AL 50mm2 | ZM0306 | BH | NORMAL | 0 | 0 | 0 | 0 | 1001 | HAR-Switchgear&Jaringan
7400 | UIW Sulselrabar | 7428 | PLN UP3 Makassar Selatan | 2180 | Gd Ar Mksar Sltn | ZST1 | PLN Stock Materials | 000000003060051 | COND ACC;PLSTIC TREE GUARD 150MM2 | ZM0306 | M | HAPUS | 0 | 0 | 0 | 0 | 1021 | HAR-Material Utk Dihapus
7400 | UIW Sulselrabar | 7428 | PLN UP3 Makassar Selatan | 2180 | Gd Ar Mksar Sltn | ZST1 | PLN Stock Materials | 000000003060062 | COND ACC;TEKEP ISOLATOR 20KV L150MM2 EXT | ZM0306 | SET | NORMAL | 0 | 0 | 0 | 0 | 1001 | HAR-Switchgear&Jaringan
7400 | UIW Sulselrabar | 7428 | PLN UP3 Makassar Selatan | 2180 | Gd Ar Mksar Sltn | ZST1 | PLN Stock Materials | 000000003060063 | COND ACC;F-NECK DBL SIDETIES SEMI CON150 | ZM0306 | BH | NORMAL | 255 | 0 | 0 | 0 | 1001 | HAR-Switchgear&Jaringan
7400 | UIW Sulselrabar | 7428 | PLN UP3 Makassar Selatan | 2180 | Gd Ar Mksar Sltn | ZST1 | PLN Stock Materials | 000000003060103 | COND ACC;JOINT AL 240mm2 COMP | ZM0306 | BH | PRE-MEMORY | 0 | 0 | 0 | 0 | 1001 | HAR-Switchgear&Jaringan
7400 | UIW Sulselrabar | 7428 | PLN UP3 Makassar Selatan | 2180 | Gd Ar Mksar Sltn | ZST1 | PLN Stock Materials | 000000003060103 | COND ACC;JOINT AL 240mm2 COMP | ZM0306 | BH | NORMAL | 0 | 0 | 0 | 0 | 1001 | HAR-Switchgear&Jaringan
7400 | UIW Sulselrabar | 7428 | PLN UP3 Makassar Selatan | 2180 | Gd Ar Mksar Sltn | ZST1 | PLN Stock Materials | 000000003060107 | COND ACC;AL CONNECTOR 70mm2 | ZM0306 | BH | NORMAL | 0 | 0 | 0 | 0 | 1001 | HAR-Switchgear&Jaringan
7400 | UIW Sulselrabar | 7428 | PLN UP3 Makassar Selatan | 2180 | Gd Ar Mksar Sltn | ZST1 | PLN Stock Materials | 000000003060122 | COND ACC;DEAD END ASSEMBLY | ZM0306 | BH | NORMAL | 25 | 0 | 0 | 0 | 1001 | HAR-Switchgear&Jaringan
7400 | UIW Sulselrabar | 7428 | PLN UP3 Makassar Selatan | 2180 | Gd Ar Mksar Sltn | ZST1 | PLN Stock Materials | 000000003060128 | COND ACC;NON TENSION JOINT AL 35mm2 | ZM0306 | BH | PRE-MEMORY | 0 | 0 | 0 | 0 | 1001 | HAR-Switchgear&Jaringan
7400 | UIW Sulselrabar | 7428 | PLN UP3 Makassar Selatan | 2180 | Gd Ar Mksar Sltn | ZST1 | PLN Stock Materials | 000000003060128 | COND ACC;NON TENSION JOINT AL 35mm2 | ZM0306 | BH | NORMAL | 0 | 0 | 0 | 0 | 1001 | HAR-Switchgear&Jaringan
7400 | UIW Sulselrabar | 7428 | PLN UP3 Makassar Selatan | 2180 | Gd Ar Mksar Sltn | ZST1 | PLN Stock Materials | 000000003060129 | COND ACC;NON TENSION JOINT AL 50mm2 | ZM0306 | BH | PRE-MEMORY | 0 | 0 | 0 | 0 | 1001 | HAR-Switchgear&Jaringan
7400 | UIW Sulselrabar | 7428 | PLN UP3 Makassar Selatan | 2180 | Gd Ar Mksar Sltn | ZST1 | PLN Stock Materials | 000000003060129 | COND ACC;NON TENSION JOINT AL 50mm2 | ZM0306 | BH | NORMAL | 55 | 0 | 0 | 0 | 1001 | HAR-Switchgear&Jaringan
7400 | UIW Sulselrabar | 7428 | PLN UP3 Makassar Selatan | 2180 | Gd Ar Mksar Sltn | ZST1 | PLN Stock Materials | 000000003060130 | COND ACC;NON TENSION JOINT AL 70mm2 | ZM0306 | BH | PRE-MEMORY | 0 | 0 | 0 | 0 | 1001 | HAR-Switchgear&Jaringan
7400 | UIW Sulselrabar | 7428 | PLN UP3 Makassar Selatan | 2180 | Gd Ar Mksar Sltn | ZST1 | PLN Stock Materials | 000000003060130 | COND ACC;NON TENSION JOINT AL 70mm2 | ZM0306 | BH | NORMAL | 0 | 0 | 0 | 0 | 1001 | HAR-Switchgear&Jaringan
7400 | UIW Sulselrabar | 7428 | PLN UP3 Makassar Selatan | 2180 | Gd Ar Mksar Sltn | ZST1 | PLN Stock Materials | 000000003060135 | COND ACC;JOINT SLEEVE AL 35mm2 INSUL | ZM0306 | BH | PRE-MEMORY | 0 | 0 | 0 | 0 | 1001 | HAR-Switchgear&Jaringan
7400 | UIW Sulselrabar | 7428 | PLN UP3 Makassar Selatan | 2180 | Gd Ar Mksar Sltn | ZST1 | PLN Stock Materials | 000000003060135 | COND ACC;JOINT SLEEVE AL 35mm2 INSUL | ZM0306 | BH | NORMAL | 0 | 0 | 0 | 0 | 1001 | HAR-Switchgear&Jaringan
7400 | UIW Sulselrabar | 7428 | PLN UP3 Makassar Selatan | 2180 | Gd Ar Mksar Sltn | ZST1 | PLN Stock Materials | 000000003060136 | COND ACC;JOINT SLEEVE AL 50mm2 INSUL | ZM0306 | BH | PRE-MEMORY | 0 | 0 | 0 | 0 | 1001 | HAR-Switchgear&Jaringan
7400 | UIW Sulselrabar | 7428 | PLN UP3 Makassar Selatan | 2180 | Gd Ar Mksar Sltn | ZST1 | PLN Stock Materials | 000000003060136 | COND ACC;JOINT SLEEVE AL 50mm2 INSUL | ZM0306 | BH | NORMAL | 0 | 0 | 0 | 0 | 1001 | HAR-Switchgear&Jaringan
7400 | UIW Sulselrabar | 7428 | PLN UP3 Makassar Selatan | 2180 | Gd Ar Mksar Sltn | ZST1 | PLN Stock Materials | 000000003060137 | COND ACC;JOINT SLEEVE AL 70mm2 INSUL | ZM0306 | BH | PRE-MEMORY | 0 | 0 | 0 | 0 | 1001 | HAR-Switchgear&Jaringan
7400 | UIW Sulselrabar | 7428 | PLN UP3 Makassar Selatan | 2180 | Gd Ar Mksar Sltn | ZST1 | PLN Stock Materials | 000000003060137 | COND ACC;JOINT SLEEVE AL 70mm2 INSUL | ZM0306 | BH | NORMAL | 0 | 0 | 0 | 0 | 1001 | HAR-Switchgear&Jaringan
7400 | UIW Sulselrabar | 7428 | PLN UP3 Makassar Selatan | 2180 | Gd Ar Mksar Sltn | ZST1 | PLN Stock Materials | 000000003060141 | COND ACC;JOINT SLEEVE AL 35mm2 | ZM0306 | BH | NORMAL | 0 | 0 | 0 | 0 | 1001 | HAR-Switchgear&Jaringan
7400 | UIW Sulselrabar | 7428 | PLN UP3 Makassar Selatan | 2180 | Gd Ar Mksar Sltn | ZST1 | PLN Stock Materials | 000000003060142 | COND ACC;JOINT SLEEVE AL 50mm2 | ZM0306 | BH | NORMAL | 0 | 0 | 0 | 0 | 1001 | HAR-Switchgear&Jaringan
7400 | UIW Sulselrabar | 7428 | PLN UP3 Makassar Selatan | 2180 | Gd Ar Mksar Sltn | ZST1 | PLN Stock Materials | 000000003060142 | COND ACC;JOINT SLEEVE AL 50mm2 | ZM0306 | BH | HAPUS | 0 | 0 | 0 | 0 | 1021 | HAR-Material Utk Dihapus
7400 | UIW Sulselrabar | 7428 | PLN UP3 Makassar Selatan | 2180 | Gd Ar Mksar Sltn | ZST1 | PLN Stock Materials | 000000003060143 | COND ACC;JOINT SLEEVE AL 70mm2 | ZM0306 | BH | NORMAL | 0 | 0 | 0 | 0 | 1001 | HAR-Switchgear&Jaringan
7400 | UIW Sulselrabar | 7428 | PLN UP3 Makassar Selatan | 2180 | Gd Ar Mksar Sltn | ZST1 | PLN Stock Materials | 000000003060145 | COND ACC;JOINT SLEEVE AL 150mm2 | ZM0306 | BH | PRE-MEMORY | 0 | 0 | 0 | 0 | 1001 | HAR-Switchgear&Jaringan
7400 | UIW Sulselrabar | 7428 | PLN UP3 Makassar Selatan | 2180 | Gd Ar Mksar Sltn | ZST1 | PLN Stock Materials | 000000003060145 | COND ACC;JOINT SLEEVE AL 150mm2 | ZM0306 | BH | NORMAL | 41 | 0 | 0 | 0 | 1001 | HAR-Switchgear&Jaringan
7400 | UIW Sulselrabar | 7428 | PLN UP3 Makassar Selatan | 2180 | Gd Ar Mksar Sltn | ZST1 | PLN Stock Materials | 000000003060146 | COND ACC;JOINT SLEEVE AL 240mm2 | ZM0306 | BH | PRE-MEMORY | 0 | 0 | 0 | 0 | 1001 | HAR-Switchgear&Jaringan
7400 | UIW Sulselrabar | 7428 | PLN UP3 Makassar Selatan | 2180 | Gd Ar Mksar Sltn | ZST1 | PLN Stock Materials | 000000003060146 | COND ACC;JOINT SLEEVE AL 240mm2 | ZM0306 | BH | NORMAL | 930 | 0 | 0 | 0 | 1001 | HAR-Switchgear&Jaringan
7400 | UIW Sulselrabar | 7428 | PLN UP3 Makassar Selatan | 2180 | Gd Ar Mksar Sltn | ZST1 | PLN Stock Materials | 000000003060158 | COND ACC;PREFORMED 150mm2 | ZM0306 | BH | NORMAL | 0 | 0 | 0 | 0 | 1001 | HAR-Switchgear&Jaringan
7400 | UIW Sulselrabar | 7428 | PLN UP3 Makassar Selatan | 2180 | Gd Ar Mksar Sltn | ZST1 | PLN Stock Materials | 000000003060161 | COND ACC;PREFORMED TERMINATION GUY WIRE | ZM0306 | BH | NORMAL | 0 | 0 | 0 | 0 | 1001 | HAR-Switchgear&Jaringan
7400 | UIW Sulselrabar | 7428 | PLN UP3 Makassar Selatan | 2180 | Gd Ar Mksar Sltn | ZST1 | PLN Stock Materials | 000000003060164 | COND ACC;PREFORMED TIE 70mm2 | ZM0306 | BH | NORMAL | 0 | 0 | 0 | 0 | 1001 | HAR-Switchgear&Jaringan
7400 | UIW Sulselrabar | 7428 | PLN UP3 Makassar Selatan | 2180 | Gd Ar Mksar Sltn | ZST1 | PLN Stock Materials | 000000003060167 | COND ACC;PREFORMED TIE 150mm2 | ZM0306 | BH | NORMAL | 0 | 0 | 0 | 0 | 1001 | HAR-Switchgear&Jaringan
7400 | UIW Sulselrabar | 7428 | PLN UP3 Makassar Selatan | 2180 | Gd Ar Mksar Sltn | ZST1 | PLN Stock Materials | 000000003060185 | COND ACC;TAP CONNECOR KEDAP AIR 6-25 | ZM0306 | BH | PRE-MEMORY | 0 | 0 | 0 | 0 | 1001 | HAR-Switchgear&Jaringan
7400 | UIW Sulselrabar | 7428 | PLN UP3 Makassar Selatan | 2180 | Gd Ar Mksar Sltn | ZST1 | PLN Stock Materials | 000000003060185 | COND ACC;TAP CONNECOR KEDAP AIR 6-25 | ZM0306 | BH | NORMAL | 0 | 0 | 0 | 0 | 1001 | HAR-Switchgear&Jaringan
7400 | UIW Sulselrabar | 7428 | PLN UP3 Makassar Selatan | 2180 | Gd Ar Mksar Sltn | ZST1 | PLN Stock Materials | 000000003060194 | COND ACC;ALL BINDING WIRE 6.0mm2 | ZM0306 | M | NORMAL | 0 | 0 | 0 | 0 | 1001 | HAR-Switchgear&Jaringan
7400 | UIW Sulselrabar | 7428 | PLN UP3 Makassar Selatan | 2180 | Gd Ar Mksar Sltn | ZST1 | PLN Stock Materials | 000000003060195 | COND ACC;ALL BINDING WIRE 10.0mm2 | ZM0306 | M | PRE-MEMORY | 0 | 0 | 0 | 0 | 1001 | HAR-Switchgear&Jaringan
7400 | UIW Sulselrabar | 7428 | PLN UP3 Makassar Selatan | 2180 | Gd Ar Mksar Sltn | ZST1 | PLN Stock Materials | 000000003060195 | COND ACC;ALL BINDING WIRE 10.0mm2 | ZM0306 | M | NORMAL | 0 | 0 | 0 | 0 | 1001 | HAR-Switchgear&Jaringan
7400 | UIW Sulselrabar | 7428 | PLN UP3 Makassar Selatan | 2180 | Gd Ar Mksar Sltn | ZST1 | PLN Stock Materials | 000000003060200 | COND ACC;JOINT AL 70mm2 COMP | ZM0306 | BH | NORMAL | 0 | 0 | 0 | 0 | 1001 | HAR-Switchgear&Jaringan
7400 | UIW Sulselrabar | 7428 | PLN UP3 Makassar Selatan | 2180 | Gd Ar Mksar Sltn | ZST1 | PLN Stock Materials | 000000003060203 | COND ACC;JOINT AL 150mm2 COMP | ZM0306 | BH | PRE-MEMORY | 0 | 0 | 0 | 0 | 1001 | HAR-Switchgear&Jaringan
7400 | UIW Sulselrabar | 7428 | PLN UP3 Makassar Selatan | 2180 | Gd Ar Mksar Sltn | ZST1 | PLN Stock Materials | 000000003060203 | COND ACC;JOINT AL 150mm2 COMP | ZM0306 | BH | NORMAL | 0 | 0 | 0 | 0 | 1001 | HAR-Switchgear&Jaringan
7400 | UIW Sulselrabar | 7428 | PLN UP3 Makassar Selatan | 2180 | Gd Ar Mksar Sltn | ZST1 | PLN Stock Materials | 000000003060209 | COND ACC;JOINT ALCU 16mm2 | ZM0306 | BH | NORMAL | 0 | 0 | 0 | 0 | 1001 | HAR-Switchgear&Jaringan
7400 | UIW Sulselrabar | 7428 | PLN UP3 Makassar Selatan | 2180 | Gd Ar Mksar Sltn | ZST1 | PLN Stock Materials | 000000003060212 | COND ACC;JOINT ALCU 50mm2 INSUL | ZM0306 | BH | NORMAL | 0 | 0 | 0 | 0 | 1001 | HAR-Switchgear&Jaringan
7400 | UIW Sulselrabar | 7428 | PLN UP3 Makassar Selatan | 2180 | Gd Ar Mksar Sltn | ZST1 | PLN Stock Materials | 000000003060213 | COND ACC;JOINT ALCU 70mm2 INSUL | ZM0306 | BH | NORMAL | 0 | 0 | 0 | 0 | 1001 | HAR-Switchgear&Jaringan
7400 | UIW Sulselrabar | 7428 | PLN UP3 Makassar Selatan | 2180 | Gd Ar Mksar Sltn | ZST1 | PLN Stock Materials | 000000003060233 | COND ACC;JOINT SLEEVE ALCU 70mm2 | ZM0306 | BH | PRE-MEMORY | 0 | 0 | 0 | 0 | 1001 | HAR-Switchgear&Jaringan
7400 | UIW Sulselrabar | 7428 | PLN UP3 Makassar Selatan | 2180 | Gd Ar Mksar Sltn | ZST1 | PLN Stock Materials | 000000003060265 | COND ACC;JOINT AL 25mm2 INSUL | ZM0306 | BH | NORMAL | 0 | 0 | 0 | 0 | 1001 | HAR-Switchgear&Jaringan
7400 | UIW Sulselrabar | 7428 | PLN UP3 Makassar Selatan | 2180 | Gd Ar Mksar Sltn | ZST1 | PLN Stock Materials | 000000003060283 | COND ACC;JOINT ALCU 70-95mm2 INSUL | ZM0306 | BH | NORMAL | 0 | 0 | 0 | 0 | 1001 | HAR-Switchgear&Jaringan
7400 | UIW Sulselrabar | 7428 | PLN UP3 Makassar Selatan | 2180 | Gd Ar Mksar Sltn | ZST1 | PLN Stock Materials | 000000003060305 | COND ACC;ALL BINDING WIRE 20.0mm2 | ZM0306 | M | HAPUS | 0 | 0 | 0 | 0 | 1021 | HAR-Material Utk Dihapus
7400 | UIW Sulselrabar | 7428 | PLN UP3 Makassar Selatan | 2180 | Gd Ar Mksar Sltn | ZST1 | PLN Stock Materials | 000000003060315 | COND ACC;JOINT ALCU 35-35mm2 COMP | ZM0306 | BH | NORMAL | 987 | 0 | 0 | 0 | 1001 | HAR-Switchgear&Jaringan
7400 | UIW Sulselrabar | 7428 | PLN UP3 Makassar Selatan | 2180 | Gd Ar Mksar Sltn | ZST1 | PLN Stock Materials | 000000003060317 | COND ACC;JOINT ALCU 35-70mm2 COMP | ZM0306 | BH | NORMAL | 1529 | 0 | 0 | 0 | 1001 | HAR-Switchgear&Jaringan
7400 | UIW Sulselrabar | 7428 | PLN UP3 Makassar Selatan | 2180 | Gd Ar Mksar Sltn | ZST1 | PLN Stock Materials | 000000003060318 | COND ACC;JOINT ALCU 50-50mm2 COMP | ZM0306 | BH | NORMAL | 2389 | 0 | 0 | 0 | 1001 | HAR-Switchgear&Jaringan
7400 | UIW Sulselrabar | 7428 | PLN UP3 Makassar Selatan | 2180 | Gd Ar Mksar Sltn | ZST1 | PLN Stock Materials | 000000003060319 | COND ACC;JOINT ALCU 50-70mm2 COMP | ZM0306 | BH | PRE-MEMORY | 0 | 0 | 0 | 0 | 1001 | HAR-Switchgear&Jaringan
7400 | UIW Sulselrabar | 7428 | PLN UP3 Makassar Selatan | 2180 | Gd Ar Mksar Sltn | ZST1 | PLN Stock Materials | 000000003060319 | COND ACC;JOINT ALCU 50-70mm2 COMP | ZM0306 | BH | NORMAL | 732 | 0 | 0 | 0 | 1001 | HAR-Switchgear&Jaringan
7400 | UIW Sulselrabar | 7428 | PLN UP3 Makassar Selatan | 2180 | Gd Ar Mksar Sltn | ZST1 | PLN Stock Materials | 000000003060320 | COND ACC;JOINT ALCU 70-70mm2 COMP | ZM0306 | BH | NORMAL | 0 | 0 | 0 | 0 | 1001 | HAR-Switchgear&Jaringan
7400 | UIW Sulselrabar | 7428 | PLN UP3 Makassar Selatan | 2180 | Gd Ar Mksar Sltn | ZST1 | PLN Stock Materials | 000000003060321 | COND ACC;JOINT ALCU 70-70mm2 INSUL | ZM0306 | BH | NORMAL | 0 | 0 | 0 | 0 | 1001 | HAR-Switchgear&Jaringan
7400 | UIW Sulselrabar | 7428 | PLN UP3 Makassar Selatan | 2180 | Gd Ar Mksar Sltn | ZST1 | PLN Stock Materials | 000000003060348 | COND ACC;NON TENSION JOINT ALCU 70mm2 | ZM0306 | BH | PRE-MEMORY | 0 | 0 | 0 | 0 | 1001 | HAR-Switchgear&Jaringan
7400 | UIW Sulselrabar | 7428 | PLN UP3 Makassar Selatan | 2180 | Gd Ar Mksar Sltn | ZST1 | PLN Stock Materials | 000000003060348 | COND ACC;NON TENSION JOINT ALCU 70mm2 | ZM0306 | BH | NORMAL | 0 | 0 | 0 | 0 | 1001 | HAR-Switchgear&Jaringan
7400 | UIW Sulselrabar | 7428 | PLN UP3 Makassar Selatan | 2180 | Gd Ar Mksar Sltn | ZST1 | PLN Stock Materials | 000000003060460 | COND ACC;JOINT ALCU 150-50mm2 INSUL | ZM0306 | BH | NORMAL | 0 | 0 | 0 | 0 | 1001 | HAR-Switchgear&Jaringan
7400 | UIW Sulselrabar | 7428 | PLN UP3 Makassar Selatan | 2180 | Gd Ar Mksar Sltn | ZST1 | PLN Stock Materials | 000000003060469 | COND ACC;JOINT ALCU 70-50mm2 COMP | ZM0306 | BH | NORMAL | 1433 | 0 | 0 | 0 | 1001 | HAR-Switchgear&Jaringan
7400 | UIW Sulselrabar | 7428 | PLN UP3 Makassar Selatan | 2180 | Gd Ar Mksar Sltn | ZST1 | PLN Stock Materials | 000000003060481 | COND ACC;JOINT SLEEVE AL 70mm2 COMP | ZM0306 | BH | PRE-MEMORY | 0 | 0 | 0 | 0 | 1001 | HAR-Switchgear&Jaringan
7400 | UIW Sulselrabar | 7428 | PLN UP3 Makassar Selatan | 2180 | Gd Ar Mksar Sltn | ZST1 | PLN Stock Materials | 000000003060481 | COND ACC;JOINT SLEEVE AL 70mm2 COMP | ZM0306 | BH | NORMAL | 0 | 0 | 0 | 0 | 1001 | HAR-Switchgear&Jaringan
7400 | UIW Sulselrabar | 7428 | PLN UP3 Makassar Selatan | 2180 | Gd Ar Mksar Sltn | ZST1 | PLN Stock Materials | 000000003060506 | COND ACC;STRAIGHT JOINT 3X35mm2 | ZM0306 | SET | NORMAL | 0 | 0 | 0 | 0 | 1001 | HAR-Switchgear&Jaringan
7400 | UIW Sulselrabar | 7428 | PLN UP3 Makassar Selatan | 2180 | Gd Ar Mksar Sltn | ZST1 | PLN Stock Materials | 000000003060513 | COND ACC;TAP CONNECTOR COMPREHESION | ZM0306 | BH | HAPUS | 0 | 0 | 0 | 0 | 1021 | HAR-Material Utk Dihapus
7400 | UIW Sulselrabar | 7428 | PLN UP3 Makassar Selatan | 2180 | Gd Ar Mksar Sltn | ZST1 | PLN Stock Materials | 000000003060597 | COND ACC;TEKEP ISOLATOR 20KV L70 MM2 | ZM0306 | BH | NORMAL | 0 | 0 | 0 | 0 | 1001 | HAR-Switchgear&Jaringan
7400 | UIW Sulselrabar | 7428 | PLN UP3 Makassar Selatan | 2180 | Gd Ar Mksar Sltn | ZST1 | PLN Stock Materials | 000000003060598 | COND ACC;TEKEP ISOLATOR 20KV L150 MM2 | ZM0306 | BH | NORMAL | 0 | 0 | 0 | 0 | 1001 | HAR-Switchgear&Jaringan
7400 | UIW Sulselrabar | 7428 | PLN UP3 Makassar Selatan | 2180 | Gd Ar Mksar Sltn | ZST1 | PLN Stock Materials | 000000003060599 | COND ACC;TEKEP ISOLATOR 20KV B70 MM2 | ZM0306 | BH | PRE-MEMORY | 0 | 0 | 0 | 0 | 1001 | HAR-Switchgear&Jaringan
7400 | UIW Sulselrabar | 7428 | PLN UP3 Makassar Selatan | 2180 | Gd Ar Mksar Sltn | ZST1 | PLN Stock Materials | 000000003060599 | COND ACC;TEKEP ISOLATOR 20KV B70 MM2 | ZM0306 | BH | NORMAL | 0 | 0 | 0 | 0 | 1001 | HAR-Switchgear&Jaringan
7400 | UIW Sulselrabar | 7428 | PLN UP3 Makassar Selatan | 2180 | Gd Ar Mksar Sltn | ZST1 | PLN Stock Materials | 000000003060600 | COND ACC;TEKEP ISOLATOR 20KV B150 MM2 | ZM0306 | BH | PRE-MEMORY | 0 | 0 | 0 | 0 | 1001 | HAR-Switchgear&Jaringan
7400 | UIW Sulselrabar | 7428 | PLN UP3 Makassar Selatan | 2180 | Gd Ar Mksar Sltn | ZST1 | PLN Stock Materials | 000000003060600 | COND ACC;TEKEP ISOLATOR 20KV B150 MM2 | ZM0306 | BH | NORMAL | 0 | 0 | 0 | 0 | 1001 | HAR-Switchgear&Jaringan
7400 | UIW Sulselrabar | 7428 | PLN UP3 Makassar Selatan | 2180 | Gd Ar Mksar Sltn | ZST1 | PLN Stock Materials | 000000003060601 | COND ACC;TEKEP ISOLATOR 20KV L 70MM2 | ZM0306 | BH | NORMAL | 0 | 0 | 0 | 0 | 1001 | HAR-Switchgear&Jaringan
7400 | UIW Sulselrabar | 7428 | PLN UP3 Makassar Selatan | 2180 | Gd Ar Mksar Sltn | ZST1 | PLN Stock Materials | 000000003060616 | COND ACC;TIE WIRE 3mm2 | ZM0306 | M | NORMAL | 0 | 0 | 0 | 0 | 1001 | HAR-Switchgear&Jaringan
7400 | UIW Sulselrabar | 7428 | PLN UP3 Makassar Selatan | 2180 | Gd Ar Mksar Sltn | ZST1 | PLN Stock Materials | 000000003060647 | COND ACC;F-NECK TOP TIES SEMI CON 70 | ZM0306 | BH | NORMAL | 0 | 0 | 0 | 0 | 1001 | HAR-Switchgear&Jaringan
7400 | UIW Sulselrabar | 7428 | PLN UP3 Makassar Selatan | 2180 | Gd Ar Mksar Sltn | ZST1 | PLN Stock Materials | 000000003060648 | COND ACC;F-NECK TOP TIES SEMI CON 150 | ZM0306 | BH | NORMAL | 0 | 0 | 0 | 0 | 1001 | HAR-Switchgear&Jaringan
7400 | UIW Sulselrabar | 7428 | PLN UP3 Makassar Selatan | 2180 | Gd Ar Mksar Sltn | ZST1 | PLN Stock Materials | 000000003060649 | COND ACC;TENSION CLAMP COVER | ZM0306 | SET | NORMAL | 0 | 0 | 0 | 0 | 1001 | HAR-Switchgear&Jaringan
7400 | UIW Sulselrabar | 7428 | PLN UP3 Makassar Selatan | 2180 | Gd Ar Mksar Sltn | ZST1 | PLN Stock Materials | 000000003060655 | COND ACC;TOP TIES 240MM2 | ZM0306 | BH | NORMAL | 0 | 0 | 0 | 0 | 1001 | HAR-Switchgear&Jaringan
7400 | UIW Sulselrabar | 7428 | PLN UP3 Makassar Selatan | 2180 | Gd Ar Mksar Sltn | ZST1 | PLN Stock Materials | 000000003060656 | COND ACC;SIDE TIES 240 MM2 | ZM0306 | BH | NORMAL | 0 | 0 | 0 | 0 | 1001 | HAR-Switchgear&Jaringan
7400 | UIW Sulselrabar | 7428 | PLN UP3 Makassar Selatan | 2180 | Gd Ar Mksar Sltn | ZST1 | PLN Stock Materials | 000000003060676 | COND ACC;JOINTING SINGLECORE 1x50-300mm2 | ZM0306 | SET | NORMAL | 3 | 0 | 0 | 0 | 1001 | HAR-Switchgear&Jaringan
7400 | UIW Sulselrabar | 7428 | PLN UP3 Makassar Selatan | 2180 | Gd Ar Mksar Sltn | ZST1 | PLN Stock Materials | 000000003061259 | COND ACC;JOINTING THREE CORE 3X50-300MM2 | ZM0306 | SET | NORMAL | 5 | 0 | 0 | 0 | 1001 | HAR-Switchgear&Jaringan
7400 | UIW Sulselrabar | 7428 | PLN UP3 Makassar Selatan | 2180 | Gd Ar Mksar Sltn | ZST1 | PLN Stock Materials | 000000003061298 | COND ACC;F-NECK DBL SIDETIES SEMI CON 70 | ZM0306 | BH | NORMAL | 438 | 0 | 0 | 0 | 1001 | HAR-Switchgear&Jaringan
7400 | UIW Sulselrabar | 7428 | PLN UP3 Makassar Selatan | 2180 | Gd Ar Mksar Sltn | ZST1 | PLN Stock Materials | 000000003061426 | COND ACC;TEKEP ISOLATOR 20KV L70MM2 EXT | ZM0306 | U | NORMAL | 0 | 0 | 0 | 0 | 1001 | HAR-Switchgear&Jaringan
7400 | UIW Sulselrabar | 7428 | PLN UP3 Makassar Selatan | 2180 | Gd Ar Mksar Sltn | ZST1 | PLN Stock Materials | 000000003061427 | COND ACC;F-NECK DBL SIDETIES SEMI CON240 | ZM0306 | BH | NORMAL | 255 | 0 | 0 | 0 | 1001 | HAR-Switchgear&Jaringan
7400 | UIW Sulselrabar | 7428 | PLN UP3 Makassar Selatan | 2180 | Gd Ar Mksar Sltn | ZST1 | PLN Stock Materials | 000000003061659 | COND ACC;TREE GUARD PE 150-240 MM2 | ZM0306 | BH | NORMAL | 600 | 0 | 0 | 0 | 1001 | HAR-Switchgear&Jaringan
7400 | UIW Sulselrabar | 7428 | PLN UP3 Makassar Selatan | 2180 | Gd Ar Mksar Sltn | ZST1 | PLN Stock Materials | 000000003070030 | ISOLATOR;SUSP;PORC;20kV;; | ZM0307 | BH | NORMAL | 0 | 0 | 0 | 0 | 1001 | HAR-Switchgear&Jaringan
7400 | UIW Sulselrabar | 7428 | PLN UP3 Makassar Selatan | 2180 | Gd Ar Mksar Sltn | ZST1 | PLN Stock Materials | 000000003070036 | ISOLATOR;DISC;PORC;20kV;TENSION;120kN | ZM0307 | SET | PRE-MEMORY | 0 | 0 | 0 | 0 | 1001 | HAR-Switchgear&Jaringan
7400 | UIW Sulselrabar | 7428 | PLN UP3 Makassar Selatan | 2180 | Gd Ar Mksar Sltn | ZST1 | PLN Stock Materials | 000000003070151 | ISOLATOR;PINPOST;PORC;24KV;;12.5kN | ZM0307 | BH | PRE-MEMORY | 0 | 0 | 0 | 0 | 1001 | HAR-Switchgear&Jaringan
7400 | UIW Sulselrabar | 7428 | PLN UP3 Makassar Selatan | 2180 | Gd Ar Mksar Sltn | ZST1 | PLN Stock Materials | 000000003070151 | ISOLATOR;PINPOST;PORC;24KV;;12.5kN | ZM0307 | BH | NORMAL | 0 | 0 | 0 | 0 | 1001 | HAR-Switchgear&Jaringan
7400 | UIW Sulselrabar | 7428 | PLN UP3 Makassar Selatan | 2180 | Gd Ar Mksar Sltn | ZST1 | PLN Stock Materials | 000000003070152 | ISOLATOR;LINEPOST;POLYMER;24KV;;12.5kN | ZM0307 | BH | PRE-MEMORY | 0 | 0 | 0 | 0 | 1001 | HAR-Switchgear&Jaringan
7400 | UIW Sulselrabar | 7428 | PLN UP3 Makassar Selatan | 2180 | Gd Ar Mksar Sltn | ZST1 | PLN Stock Materials | 000000003070152 | ISOLATOR;LINEPOST;POLYMER;24KV;;12.5kN | ZM0307 | BH | NORMAL | 50 | 0 | 0 | 0 | 1001 | HAR-Switchgear&Jaringan
7400 | UIW Sulselrabar | 7428 | PLN UP3 Makassar Selatan | 2180 | Gd Ar Mksar Sltn | ZST1 | PLN Stock Materials | 000000003070153 | ISOLATOR;LINEPOST;PORC;24KV;;12.5kN | ZM0307 | BH | NORMAL | 0 | 0 | 0 | 0 | 1001 | HAR-Switchgear&Jaringan
7400 | UIW Sulselrabar | 7428 | PLN UP3 Makassar Selatan | 2180 | Gd Ar Mksar Sltn | ZST1 | PLN Stock Materials | 000000003070154 | ISOLATOR;SUSP;POLYMER;24KV;;70kN | ZM0307 | BH | PRE-MEMORY | 0 | 0 | 0 | 0 | 1001 | HAR-Switchgear&Jaringan
7400 | UIW Sulselrabar | 7428 | PLN UP3 Makassar Selatan | 2180 | Gd Ar Mksar Sltn | ZST1 | PLN Stock Materials | 000000003070154 | ISOLATOR;SUSP;POLYMER;24KV;;70kN | ZM0307 | BH | NORMAL | 6 | 0 | 0 | 0 | 1001 | HAR-Switchgear&Jaringan
7400 | UIW Sulselrabar | 7428 | PLN UP3 Makassar Selatan | 2180 | Gd Ar Mksar Sltn | ZST1 | PLN Stock Materials | 000000003070155 | ISOLATOR;SUSP;PORC;24KV;;70kN | ZM0307 | SET | PRE-MEMORY | 0 | 0 | 0 | 0 | 1001 | HAR-Switchgear&Jaringan
7400 | UIW Sulselrabar | 7428 | PLN UP3 Makassar Selatan | 2180 | Gd Ar Mksar Sltn | ZST1 | PLN Stock Materials | 000000003070155 | ISOLATOR;SUSP;PORC;24KV;;70kN | ZM0307 | SET | NORMAL | 0 | 0 | 0 | 0 | 1001 | HAR-Switchgear&Jaringan
7400 | UIW Sulselrabar | 7428 | PLN UP3 Makassar Selatan | 2180 | Gd Ar Mksar Sltn | ZST1 | PLN Stock Materials | 000000003070160 | ISOLATOR;STRAIN KAP PIN;PORC;24KV;;70kN | ZM0307 | BH | NORMAL | 0 | 0 | 0 | 0 | 1001 | HAR-Switchgear&Jaringan
7400 | UIW Sulselrabar | 7428 | PLN UP3 Makassar Selatan | 2180 | Gd Ar Mksar Sltn | ZST1 | PLN Stock Materials | 000000003080003 | ISOLATOR ACC;BALL CLEVIS | ZM0308 | BH | NORMAL | 0 | 0 | 0 | 0 | 1001 | HAR-Switchgear&Jaringan
7400 | UIW Sulselrabar | 7428 | PLN UP3 Makassar Selatan | 2180 | Gd Ar Mksar Sltn | ZST1 | PLN Stock Materials | 000000003080004 | ISOLATOR ACC;SOCKET EYE | ZM0308 | BH | NORMAL | 0 | 0 | 0 | 0 | 1001 | HAR-Switchgear&Jaringan
7400 | UIW Sulselrabar | 7428 | PLN UP3 Makassar Selatan | 2180 | Gd Ar Mksar Sltn | ZST1 | PLN Stock Materials | 000000003080006 | ISOLATOR ACC;CROSS ARM CLEVIS | ZM0308 | BH | NORMAL | 0 | 0 | 0 | 0 | 1001 | HAR-Switchgear&Jaringan
7400 | UIW Sulselrabar | 7428 | PLN UP3 Makassar Selatan | 2180 | Gd Ar Mksar Sltn | ZST1 | PLN Stock Materials | 000000003080023 | ISOLATOR ACC;TOPI ISOLATOR PRIMER | ZM0308 | BH | NORMAL | 0 | 0 | 0 | 0 | 1001 | HAR-Switchgear&Jaringan
7400 | UIW Sulselrabar | 7428 | PLN UP3 Makassar Selatan | 2180 | Gd Ar Mksar Sltn | ZST1 | PLN Stock Materials | 000000003100017 | STRINGSET ACC;SOCKET EYE | ZM0310 | BH | NORMAL | 0 | 0 | 0 | 0 | 1001 | HAR-Switchgear&Jaringan
7400 | UIW Sulselrabar | 7428 | PLN UP3 Makassar Selatan | 2180 | Gd Ar Mksar Sltn | ZST1 | PLN Stock Materials | 000000003100017 | STRINGSET ACC;SOCKET EYE | ZM0310 | BH | HAPUS | 0 | 0 | 0 | 0 | 1021 | HAR-Material Utk Dihapus
7400 | UIW Sulselrabar | 7428 | PLN UP3 Makassar Selatan | 2180 | Gd Ar Mksar Sltn | ZST1 | PLN Stock Materials | 000000003100059 | STRINGSET ACC;BAND STRAP HV+B&N M16x140 | ZM0310 | BH | NORMAL | 0 | 0 | 0 | 0 | 1001 | HAR-Switchgear&Jaringan
7400 | UIW Sulselrabar | 7428 | PLN UP3 Makassar Selatan | 2180 | Gd Ar Mksar Sltn | ZST1 | PLN Stock Materials | 000000003100061 | STRINGSET ACC;STRAIN CLAMP 150-240 mm2 | ZM0310 | BH | PRE-MEMORY | 0 | 0 | 0 | 0 | 1001 | HAR-Switchgear&Jaringan
7400 | UIW Sulselrabar | 7428 | PLN UP3 Makassar Selatan | 2180 | Gd Ar Mksar Sltn | ZST1 | PLN Stock Materials | 000000003100061 | STRINGSET ACC;STRAIN CLAMP 150-240 mm2 | ZM0310 | BH | NORMAL | 0 | 0 | 0 | 0 | 1001 | HAR-Switchgear&Jaringan
7400 | UIW Sulselrabar | 7428 | PLN UP3 Makassar Selatan | 2180 | Gd Ar Mksar Sltn | ZST1 | PLN Stock Materials | 000000003100063 | STRINGSET ACC;STRAIN CLAMP 70-150 mm2 | ZM0310 | BH | NORMAL | 0 | 0 | 0 | 0 | 1001 | HAR-Switchgear&Jaringan
7400 | UIW Sulselrabar | 7428 | PLN UP3 Makassar Selatan | 2180 | Gd Ar Mksar Sltn | ZST1 | PLN Stock Materials | 000000003110002 | CABLE PWR;N2XSEYBY;3X150mm2;20kV;UG | ZM0311 | M | NORMAL | 0 | 0 | 0 | 0 | 1001 | HAR-Switchgear&Jaringan
7400 | UIW Sulselrabar | 7428 | PLN UP3 Makassar Selatan | 2180 | Gd Ar Mksar Sltn | ZST1 | PLN Stock Materials | 000000003110012 | CABLE PWR;N2XSY;1X70mm2;20kV;UG | ZM0311 | M | NORMAL | 0 | 0 | 0 | 0 | 1001 | HAR-Switchgear&Jaringan
7400 | UIW Sulselrabar | 7428 | PLN UP3 Makassar Selatan | 2180 | Gd Ar Mksar Sltn | ZST1 | PLN Stock Materials | 000000003110014 | CABLE PWR;NA2XSEYBY;3X150mm2;20kV;UG | ZM0311 | M | NORMAL | 850 | 0 | 0 | 0 | 1001 | HAR-Switchgear&Jaringan
7400 | UIW Sulselrabar | 7428 | PLN UP3 Makassar Selatan | 2180 | Gd Ar Mksar Sltn | ZST1 | PLN Stock Materials | 000000003110015 | CABLE PWR;NA2XSEYBY;3X240mm2;20kV;UG | ZM0311 | M | NORMAL | 0 | 0 | 0 | 0 | 1001 | HAR-Switchgear&Jaringan
7400 | UIW Sulselrabar | 7428 | PLN UP3 Makassar Selatan | 2180 | Gd Ar Mksar Sltn | ZST1 | PLN Stock Materials | 000000003110017 | CABLE PWR;NA2XSEYBY;3X70mm2;20kV;UG | ZM0311 | M | NORMAL | 0 | 0 | 0 | 0 | 1001 | HAR-Switchgear&Jaringan
7400 | UIW Sulselrabar | 7428 | PLN UP3 Makassar Selatan | 2180 | Gd Ar Mksar Sltn | ZST1 | PLN Stock Materials | 000000003110025 | CABLE PWR;NFA2X;2X10mm2;0.6/1kV;OH | ZM0311 | M | PRE-MEMORY | 0 | 0 | 0 | 0 | 1001 | HAR-Switchgear&Jaringan
7400 | UIW Sulselrabar | 7428 | PLN UP3 Makassar Selatan | 2180 | Gd Ar Mksar Sltn | ZST1 | PLN Stock Materials | 000000003110025 | CABLE PWR;NFA2X;2X10mm2;0.6/1kV;OH | ZM0311 | M | NORMAL | 58635 | 0 | 0 | 0 | 1001 | HAR-Switchgear&Jaringan
7400 | UIW Sulselrabar | 7428 | PLN UP3 Makassar Selatan | 2180 | Gd Ar Mksar Sltn | ZST1 | PLN Stock Materials | 000000003110026 | CABLE PWR;NFA2X;2X16mm2;0.6/1kV;OH | ZM0311 | M | PRE-MEMORY | 0 | 0 | 0 | 0 | 1001 | HAR-Switchgear&Jaringan
7400 | UIW Sulselrabar | 7428 | PLN UP3 Makassar Selatan | 2180 | Gd Ar Mksar Sltn | ZST1 | PLN Stock Materials | 000000003110026 | CABLE PWR;NFA2X;2X16mm2;0.6/1kV;OH | ZM0311 | M | NORMAL | 0 | 0 | 0 | 0 | 1001 | HAR-Switchgear&Jaringan
7400 | UIW Sulselrabar | 7428 | PLN UP3 Makassar Selatan | 2180 | Gd Ar Mksar Sltn | ZST1 | PLN Stock Materials | 000000003110029 | CABLE PWR;NFA2X;4X16mm2;0.6/1kV;OH | ZM0311 | M | PRE-MEMORY | 0 | 0 | 0 | 0 | 1001 | HAR-Switchgear&Jaringan
7400 | UIW Sulselrabar | 7428 | PLN UP3 Makassar Selatan | 2180 | Gd Ar Mksar Sltn | ZST1 | PLN Stock Materials | 000000003110029 | CABLE PWR;NFA2X;4X16mm2;0.6/1kV;OH | ZM0311 | M | NORMAL | 0 | 0 | 0 | 0 | 1001 | HAR-Switchgear&Jaringan
7400 | UIW Sulselrabar | 7428 | PLN UP3 Makassar Selatan | 2180 | Gd Ar Mksar Sltn | ZST1 | PLN Stock Materials | 000000003110034 | CABLE PWR;NFA2XSY-T;3X150+1X95;20kV;OH | ZM0311 | M | PRE-MEMORY | 0 | 0 | 0 | 0 | 1001 | HAR-Switchgear&Jaringan
7400 | UIW Sulselrabar | 7428 | PLN UP3 Makassar Selatan | 2180 | Gd Ar Mksar Sltn | ZST1 | PLN Stock Materials | 000000003110034 | CABLE PWR;NFA2XSY-T;3X150+1X95;20kV;OH | ZM0311 | M | NORMAL | 0 | 0 | 0 | 0 | 1001 | HAR-Switchgear&Jaringan
7400 | UIW Sulselrabar | 7428 | PLN UP3 Makassar Selatan | 2180 | Gd Ar Mksar Sltn | ZST1 | PLN Stock Materials | 000000003110038 | CABLE PWR;NFA2X-T;3X35+1X25;0.6/1kV;OH | ZM0311 | M | PRE-MEMORY | 0 | 0 | 0 | 0 | 1001 | HAR-Switchgear&Jaringan
7400 | UIW Sulselrabar | 7428 | PLN UP3 Makassar Selatan | 2180 | Gd Ar Mksar Sltn | ZST1 | PLN Stock Materials | 000000003110038 | CABLE PWR;NFA2X-T;3X35+1X25;0.6/1kV;OH | ZM0311 | M | NORMAL | 0 | 0 | 0 | 0 | 1001 | HAR-Switchgear&Jaringan
7400 | UIW Sulselrabar | 7428 | PLN UP3 Makassar Selatan | 2180 | Gd Ar Mksar Sltn | ZST1 | PLN Stock Materials | 000000003110039 | CABLE PWR;NFA2X-T;3X35+1X35;0.6/1kV;OH | ZM0311 | M | NORMAL | 1011.5 | 0 | 0 | 0 | 1001 | HAR-Switchgear&Jaringan
7400 | UIW Sulselrabar | 7428 | PLN UP3 Makassar Selatan | 2180 | Gd Ar Mksar Sltn | ZST1 | PLN Stock Materials | 000000003110040 | CABLE PWR;NFA2X-T;3X50+1X35;0.6/1kV;OH | ZM0311 | M | NORMAL | 0 | 0 | 0 | 0 | 1001 | HAR-Switchgear&Jaringan
7400 | UIW Sulselrabar | 7428 | PLN UP3 Makassar Selatan | 2180 | Gd Ar Mksar Sltn | ZST1 | PLN Stock Materials | 000000003110041 | CABLE PWR;NFA2X-T;3X70+1X50;0.6/1kV;OH | ZM0311 | M | PRE-MEMORY | 0 | 0 | 0 | 0 | 1001 | HAR-Switchgear&Jaringan
7400 | UIW Sulselrabar | 7428 | PLN UP3 Makassar Selatan | 2180 | Gd Ar Mksar Sltn | ZST1 | PLN Stock Materials | 000000003110041 | CABLE PWR;NFA2X-T;3X70+1X50;0.6/1kV;OH | ZM0311 | M | NORMAL | 0 | 0 | 0 | 0 | 1001 | HAR-Switchgear&Jaringan
7400 | UIW Sulselrabar | 7428 | PLN UP3 Makassar Selatan | 2180 | Gd Ar Mksar Sltn | ZST1 | PLN Stock Materials | 000000003110055 | CABLE PWR;NYFGBY;4X35mm2;0.6/1kV;UG | ZM0311 | M | NORMAL | 0 | 0 | 0 | 0 | 1001 | HAR-Switchgear&Jaringan
7400 | UIW Sulselrabar | 7428 | PLN UP3 Makassar Selatan | 2180 | Gd Ar Mksar Sltn | ZST1 | PLN Stock Materials | 000000003110060 | CABLE PWR;NYY;1X150mm2;0.6/1kV;OH | ZM0311 | M | PRE-MEMORY | 0 | 0 | 0 | 0 | 1001 | HAR-Switchgear&Jaringan
7400 | UIW Sulselrabar | 7428 | PLN UP3 Makassar Selatan | 2180 | Gd Ar Mksar Sltn | ZST1 | PLN Stock Materials | 000000003110060 | CABLE PWR;NYY;1X150mm2;0.6/1kV;OH | ZM0311 | M | NORMAL | 0 | 0 | 0 | 0 | 1001 | HAR-Switchgear&Jaringan
7400 | UIW Sulselrabar | 7428 | PLN UP3 Makassar Selatan | 2180 | Gd Ar Mksar Sltn | ZST1 | PLN Stock Materials | 000000003110061 | CABLE PWR;NYY;1X240mm2;0.6/1kV;OH | ZM0311 | M | NORMAL | 0 | 0 | 0 | 0 | 1001 | HAR-Switchgear&Jaringan
7400 | UIW Sulselrabar | 7428 | PLN UP3 Makassar Selatan | 2180 | Gd Ar Mksar Sltn | ZST1 | PLN Stock Materials | 000000003110064 | CABLE PWR;NYY;1X70mm2;0.6/1kV;OH | ZM0311 | M | PRE-MEMORY | 0 | 0 | 0 | 0 | 1001 | HAR-Switchgear&Jaringan
7400 | UIW Sulselrabar | 7428 | PLN UP3 Makassar Selatan | 2180 | Gd Ar Mksar Sltn | ZST1 | PLN Stock Materials | 000000003110064 | CABLE PWR;NYY;1X70mm2;0.6/1kV;OH | ZM0311 | M | NORMAL | 0 | 0 | 0 | 0 | 1001 | HAR-Switchgear&Jaringan
7400 | UIW Sulselrabar | 7428 | PLN UP3 Makassar Selatan | 2180 | Gd Ar Mksar Sltn | ZST1 | PLN Stock Materials | 000000003110065 | CABLE PWR;NYY;1X95mm2;0.6/1kV;OH | ZM0311 | M | NORMAL | 0 | 0 | 0 | 0 | 1001 | HAR-Switchgear&Jaringan
7400 | UIW Sulselrabar | 7428 | PLN UP3 Makassar Selatan | 2180 | Gd Ar Mksar Sltn | ZST1 | PLN Stock Materials | 000000003110157 | CABLE PWR;NFA2X-T;3x35+N25mm2;230/380;OH | ZM0311 | M | NORMAL | 0 | 0 | 0 | 0 | 1001 | HAR-Switchgear&Jaringan
7400 | UIW Sulselrabar | 7428 | PLN UP3 Makassar Selatan | 2180 | Gd Ar Mksar Sltn | ZST1 | PLN Stock Materials | 000000003110176 | CABLE PWR;NYY;1x150mm2;230/380V;OH | ZM0311 | M | NORMAL | 0 | 0 | 0 | 0 | 1001 | HAR-Switchgear&Jaringan
7400 | UIW Sulselrabar | 7428 | PLN UP3 Makassar Selatan | 2180 | Gd Ar Mksar Sltn | ZST1 | PLN Stock Materials | 000000003110191 | CABLE PWR;NYY;4X150mm2;0.6/1kV;OH | ZM0311 | M | NORMAL | 0 | 0 | 0 | 0 | 1001 | HAR-Switchgear&Jaringan
7400 | UIW Sulselrabar | 7428 | PLN UP3 Makassar Selatan | 2180 | Gd Ar Mksar Sltn | ZST1 | PLN Stock Materials | 000000003110195 | CABLE PWR;NYY;3X50mm2;0.6/1kV;OH | ZM0311 | M | NORMAL | 0 | 0 | 0 | 0 | 1001 | HAR-Switchgear&Jaringan
7400 | UIW Sulselrabar | 7428 | PLN UP3 Makassar Selatan | 2180 | Gd Ar Mksar Sltn | ZST1 | PLN Stock Materials | 000000003110248 | CABLE PWR;NYA;1X300mm2;0.6/1kV;OH | ZM0311 | M | HAPUS | 0 | 0 | 0 | 0 | 1021 | HAR-Material Utk Dihapus
7400 | UIW Sulselrabar | 7428 | PLN UP3 Makassar Selatan | 2180 | Gd Ar Mksar Sltn | ZST1 | PLN Stock Materials | 000000003110282 | CABLE PWR;NA2XSY;1X70mm2;20kV;UG | ZM0311 | M | NORMAL | 0 | 0 | 0 | 0 | 1001 | HAR-Switchgear&Jaringan
7400 | UIW Sulselrabar | 7428 | PLN UP3 Makassar Selatan | 2180 | Gd Ar Mksar Sltn | ZST1 | PLN Stock Materials | 000000003110291 | CABLE PWR;NYY;1x95mm2;230/380V;OH | ZM0311 | M | PRE-MEMORY | 0 | 0 | 0 | 0 | 1001 | HAR-Switchgear&Jaringan
7400 | UIW Sulselrabar | 7428 | PLN UP3 Makassar Selatan | 2180 | Gd Ar Mksar Sltn | ZST1 | PLN Stock Materials | 000000003110291 | CABLE PWR;NYY;1x95mm2;230/380V;OH | ZM0311 | M | NORMAL | 0 | 0 | 0 | 0 | 1001 | HAR-Switchgear&Jaringan
7400 | UIW Sulselrabar | 7428 | PLN UP3 Makassar Selatan | 2180 | Gd Ar Mksar Sltn | ZST1 | PLN Stock Materials | 000000003110514 | CABLE PWR;NYY;1X70mm2;0.6/1kV;Opstig | ZM0311 | M | NORMAL | 0 | 12 | 0 | 0 | 1001 | HAR-Switchgear&Jaringan
7400 | UIW Sulselrabar | 7428 | PLN UP3 Makassar Selatan | 2180 | Gd Ar Mksar Sltn | ZST1 | PLN Stock Materials | 000000003110515 | CABLE PWR;NYY;1X95mm2;0.6/1kV;Opstig | ZM0311 | M | NORMAL | 21 | 0 | 0 | 0 | 1001 | HAR-Switchgear&Jaringan
7400 | UIW Sulselrabar | 7428 | PLN UP3 Makassar Selatan | 2180 | Gd Ar Mksar Sltn | ZST1 | PLN Stock Materials | 000000003110516 | CABLE PWR;NYY;1X150mm2;0.6/1kV;Opstig | ZM0311 | M | NORMAL | 3141 | 0 | 0 | 0 | 1001 | HAR-Switchgear&Jaringan
7400 | UIW Sulselrabar | 7428 | PLN UP3 Makassar Selatan | 2180 | Gd Ar Mksar Sltn | ZST1 | PLN Stock Materials | 000000003110526 | CABLE PWR;NFA2XSY-T;3X240+1X95;20kV;OH | ZM0311 | M | NORMAL | 0 | 0 | 0 | 0 | 1001 | HAR-Switchgear&Jaringan
7400 | UIW Sulselrabar | 7428 | PLN UP3 Makassar Selatan | 2180 | Gd Ar Mksar Sltn | ZST1 | PLN Stock Materials | 000000003110542 | CABLE PWR;NFA2X-T;3X70+1X70;0.6/1kV;OH | ZM0311 | M | NORMAL | 5 | 0 | 0 | 0 | 1001 | HAR-Switchgear&Jaringan
7400 | UIW Sulselrabar | 7428 | PLN UP3 Makassar Selatan | 2180 | Gd Ar Mksar Sltn | ZST1 | PLN Stock Materials | 000000003120006 | CABLE PWR ACC;BUNDLE END PROTECTION | ZM0312 | SET | NORMAL | 0 | 0 | 0 | 0 | 1001 | HAR-Switchgear&Jaringan
7400 | UIW Sulselrabar | 7428 | PLN UP3 Makassar Selatan | 2180 | Gd Ar Mksar Sltn | ZST1 | PLN Stock Materials | 000000003120007 | CABLE PWR ACC;CABLE SHOE AL 150mm2 | ZM0312 | BH | PRE-MEMORY | 0 | 0 | 0 | 0 | 1001 | HAR-Switchgear&Jaringan
7400 | UIW Sulselrabar | 7428 | PLN UP3 Makassar Selatan | 2180 | Gd Ar Mksar Sltn | ZST1 | PLN Stock Materials | 000000003120010 | CABLE PWR ACC;CABLE SHOE AL 50mm2 | ZM0312 | BH | PRE-MEMORY | 0 | 0 | 0 | 0 | 1001 | HAR-Switchgear&Jaringan
7400 | UIW Sulselrabar | 7428 | PLN UP3 Makassar Selatan | 2180 | Gd Ar Mksar Sltn | ZST1 | PLN Stock Materials | 000000003120012 | CABLE PWR ACC;CABLE SHOE CU 120mm2 | ZM0312 | BH | NORMAL | 0 | 0 | 0 | 0 | 1001 | HAR-Switchgear&Jaringan
7400 | UIW Sulselrabar | 7428 | PLN UP3 Makassar Selatan | 2180 | Gd Ar Mksar Sltn | ZST1 | PLN Stock Materials | 000000003120013 | CABLE PWR ACC;CABLE SHOE CU 150mm2 | ZM0312 | BH | PRE-MEMORY | 0 | 0 | 0 | 0 | 1001 | HAR-Switchgear&Jaringan
7400 | UIW Sulselrabar | 7428 | PLN UP3 Makassar Selatan | 2180 | Gd Ar Mksar Sltn | ZST1 | PLN Stock Materials | 000000003120013 | CABLE PWR ACC;CABLE SHOE CU 150mm2 | ZM0312 | BH | NORMAL | 0 | 0 | 0 | 0 | 1001 | HAR-Switchgear&Jaringan
7400 | UIW Sulselrabar | 7428 | PLN UP3 Makassar Selatan | 2180 | Gd Ar Mksar Sltn | ZST1 | PLN Stock Materials | 000000003120014 | CABLE PWR ACC;CABLE SHOE CU 16mm2 | ZM0312 | BH | PRE-MEMORY | 0 | 0 | 0 | 0 | 1001 | HAR-Switchgear&Jaringan
7400 | UIW Sulselrabar | 7428 | PLN UP3 Makassar Selatan | 2180 | Gd Ar Mksar Sltn | ZST1 | PLN Stock Materials | 000000003120014 | CABLE PWR ACC;CABLE SHOE CU 16mm2 | ZM0312 | BH | NORMAL | 0 | 0 | 0 | 0 | 1001 | HAR-Switchgear&Jaringan
7400 | UIW Sulselrabar | 7428 | PLN UP3 Makassar Selatan | 2180 | Gd Ar Mksar Sltn | ZST1 | PLN Stock Materials | 000000003120016 | CABLE PWR ACC;CABLE SHOE CU 35mm2 | ZM0312 | BH | PRE-MEMORY | 0 | 0 | 0 | 0 | 1001 | HAR-Switchgear&Jaringan
7400 | UIW Sulselrabar | 7428 | PLN UP3 Makassar Selatan | 2180 | Gd Ar Mksar Sltn | ZST1 | PLN Stock Materials | 000000003120016 | CABLE PWR ACC;CABLE SHOE CU 35mm2 | ZM0312 | BH | NORMAL | 0 | 0 | 0 | 0 | 1001 | HAR-Switchgear&Jaringan
7400 | UIW Sulselrabar | 7428 | PLN UP3 Makassar Selatan | 2180 | Gd Ar Mksar Sltn | ZST1 | PLN Stock Materials | 000000003120017 | CABLE PWR ACC;CABLE SHOE CU 50mm2 | ZM0312 | BH | PRE-MEMORY | 0 | 0 | 0 | 0 | 1001 | HAR-Switchgear&Jaringan
7400 | UIW Sulselrabar | 7428 | PLN UP3 Makassar Selatan | 2180 | Gd Ar Mksar Sltn | ZST1 | PLN Stock Materials | 000000003120017 | CABLE PWR ACC;CABLE SHOE CU 50mm2 | ZM0312 | BH | NORMAL | 0 | 0 | 0 | 0 | 1001 | HAR-Switchgear&Jaringan
7400 | UIW Sulselrabar | 7428 | PLN UP3 Makassar Selatan | 2180 | Gd Ar Mksar Sltn | ZST1 | PLN Stock Materials | 000000003120018 | CABLE PWR ACC;CABLE SHOE CU 95mm2 | ZM0312 | BH | PRE-MEMORY | 0 | 0 | 0 | 0 | 1001 | HAR-Switchgear&Jaringan
7400 | UIW Sulselrabar | 7428 | PLN UP3 Makassar Selatan | 2180 | Gd Ar Mksar Sltn | ZST1 | PLN Stock Materials | 000000003120018 | CABLE PWR ACC;CABLE SHOE CU 95mm2 | ZM0312 | BH | NORMAL | 0 | 0 | 0 | 0 | 1001 | HAR-Switchgear&Jaringan
7400 | UIW Sulselrabar | 7428 | PLN UP3 Makassar Selatan | 2180 | Gd Ar Mksar Sltn | ZST1 | PLN Stock Materials | 000000003120033 | CABLE PWR ACC;DEAD END ASSY ADJ 70mm | ZM0312 | SET | NORMAL | 0 | 0 | 0 | 0 | 1001 | HAR-Switchgear&Jaringan
7400 | UIW Sulselrabar | 7428 | PLN UP3 Makassar Selatan | 2180 | Gd Ar Mksar Sltn | ZST1 | PLN Stock Materials | 000000003120037 | CABLE PWR ACC;DEAD END ASSY FIXED 50mm | ZM0312 | SET | NORMAL | 0 | 0 | 0 | 0 | 1001 | HAR-Switchgear&Jaringan
7400 | UIW Sulselrabar | 7428 | PLN UP3 Makassar Selatan | 2180 | Gd Ar Mksar Sltn | ZST1 | PLN Stock Materials | 000000003120038 | CABLE PWR ACC;DEAD END ASSY FIXED 70mm | ZM0312 | SET | PRE-MEMORY | 0 | 0 | 0 | 0 | 1001 | HAR-Switchgear&Jaringan
7400 | UIW Sulselrabar | 7428 | PLN UP3 Makassar Selatan | 2180 | Gd Ar Mksar Sltn | ZST1 | PLN Stock Materials | 000000003120038 | CABLE PWR ACC;DEAD END ASSY FIXED 70mm | ZM0312 | SET | NORMAL | 0 | 0 | 0 | 0 | 1001 | HAR-Switchgear&Jaringan
7400 | UIW Sulselrabar | 7428 | PLN UP3 Makassar Selatan | 2180 | Gd Ar Mksar Sltn | ZST1 | PLN Stock Materials | 000000003120042 | CABLE PWR ACC;FIXING COLLAR FOR ST 1.5IN | ZM0312 | BH | NORMAL | 2867 | 0 | 0 | 0 | 1001 | HAR-Switchgear&Jaringan
7400 | UIW Sulselrabar | 7428 | PLN UP3 Makassar Selatan | 2180 | Gd Ar Mksar Sltn | ZST1 | PLN Stock Materials | 000000003120058 | CABLE PWR ACC;LARGE ANGLE ASSY 70mm | ZM0312 | SET | PRE-MEMORY | 0 | 0 | 0 | 0 | 1001 | HAR-Switchgear&Jaringan
7400 | UIW Sulselrabar | 7428 | PLN UP3 Makassar Selatan | 2180 | Gd Ar Mksar Sltn | ZST1 | PLN Stock Materials | 000000003120058 | CABLE PWR ACC;LARGE ANGLE ASSY 70mm | ZM0312 | SET | NORMAL | 0 | 0 | 0 | 0 | 1001 | HAR-Switchgear&Jaringan
7400 | UIW Sulselrabar | 7428 | PLN UP3 Makassar Selatan | 2180 | Gd Ar Mksar Sltn | ZST1 | PLN Stock Materials | 000000003120060 | CABLE PWR ACC;LINK 25X25mm | ZM0312 | BH | NORMAL | 1840 | 0 | 0 | 0 | 1001 | HAR-Switchgear&Jaringan
7400 | UIW Sulselrabar | 7428 | PLN UP3 Makassar Selatan | 2180 | Gd Ar Mksar Sltn | ZST1 | PLN Stock Materials | 000000003120061 | CABLE PWR ACC;LINK 25X50mm | ZM0312 | BH | NORMAL | 1830 | 0 | 0 | 0 | 1001 | HAR-Switchgear&Jaringan
7400 | UIW Sulselrabar | 7428 | PLN UP3 Makassar Selatan | 2180 | Gd Ar Mksar Sltn | ZST1 | PLN Stock Materials | 000000003120069 | CABLE PWR ACC;PROTECTIV CUP DIA 1.5IN | ZM0312 | BH | HAPUS | 0 | 0 | 0 | 0 | 1021 | HAR-Material Utk Dihapus
7400 | UIW Sulselrabar | 7428 | PLN UP3 Makassar Selatan | 2180 | Gd Ar Mksar Sltn | ZST1 | PLN Stock Materials | 000000003120070 | CABLE PWR ACC;PROTECTIVE ZING DIA 1.5IN | ZM0312 | BH | NORMAL | 0 | 0 | 0 | 0 | 1001 | HAR-Switchgear&Jaringan
7400 | UIW Sulselrabar | 7428 | PLN UP3 Makassar Selatan | 2180 | Gd Ar Mksar Sltn | ZST1 | PLN Stock Materials | 000000003120092 | CABLE PWR ACC;SUSPENSION ASSY 70mm | ZM0312 | SET | PRE-MEMORY | 0 | 0 | 0 | 0 | 1001 | HAR-Switchgear&Jaringan
7400 | UIW Sulselrabar | 7428 | PLN UP3 Makassar Selatan | 2180 | Gd Ar Mksar Sltn | ZST1 | PLN Stock Materials | 000000003120092 | CABLE PWR ACC;SUSPENSION ASSY 70mm | ZM0312 | SET | NORMAL | 0 | 0 | 0 | 0 | 1001 | HAR-Switchgear&Jaringan
7400 | UIW Sulselrabar | 7428 | PLN UP3 Makassar Selatan | 2180 | Gd Ar Mksar Sltn | ZST1 | PLN Stock Materials | 000000003120099 | CABLE PWR ACC;TURN BUCKLE DIA 12mm | ZM0312 | BH | HAPUS | 0 | 0 | 0 | 0 | 1021 | HAR-Material Utk Dihapus
7400 | UIW Sulselrabar | 7428 | PLN UP3 Makassar Selatan | 2180 | Gd Ar Mksar Sltn | ZST1 | PLN Stock Materials | 000000003120113 | CABLE PWR ACC;CABLE SHOE AL-CU 50mm2 | ZM0312 | BH | PRE-MEMORY | 0 | 0 | 0 | 0 | 1001 | HAR-Switchgear&Jaringan
7400 | UIW Sulselrabar | 7428 | PLN UP3 Makassar Selatan | 2180 | Gd Ar Mksar Sltn | ZST1 | PLN Stock Materials | 000000003120113 | CABLE PWR ACC;CABLE SHOE AL-CU 50mm2 | ZM0312 | BH | NORMAL | 0 | 0 | 0 | 0 | 1001 | HAR-Switchgear&Jaringan
7400 | UIW Sulselrabar | 7428 | PLN UP3 Makassar Selatan | 2180 | Gd Ar Mksar Sltn | ZST1 | PLN Stock Materials | 000000003120114 | CABLE PWR ACC;CABLE SHOE CU 70mm2 | ZM0312 | BH | PRE-MEMORY | 0 | 0 | 0 | 0 | 1001 | HAR-Switchgear&Jaringan
7400 | UIW Sulselrabar | 7428 | PLN UP3 Makassar Selatan | 2180 | Gd Ar Mksar Sltn | ZST1 | PLN Stock Materials | 000000003120114 | CABLE PWR ACC;CABLE SHOE CU 70mm2 | ZM0312 | BH | NORMAL | 0 | 0 | 0 | 0 | 1001 | HAR-Switchgear&Jaringan
7400 | UIW Sulselrabar | 7428 | PLN UP3 Makassar Selatan | 2180 | Gd Ar Mksar Sltn | ZST1 | PLN Stock Materials | 000000003120116 | CABLE PWR ACC;CABLE SHOE AL-CU 95mm2 | ZM0312 | BH | PRE-MEMORY | 0 | 0 | 0 | 0 | 1001 | HAR-Switchgear&Jaringan
7400 | UIW Sulselrabar | 7428 | PLN UP3 Makassar Selatan | 2180 | Gd Ar Mksar Sltn | ZST1 | PLN Stock Materials | 000000003120116 | CABLE PWR ACC;CABLE SHOE AL-CU 95mm2 | ZM0312 | BH | NORMAL | 0 | 0 | 0 | 0 | 1001 | HAR-Switchgear&Jaringan
7400 | UIW Sulselrabar | 7428 | PLN UP3 Makassar Selatan | 2180 | Gd Ar Mksar Sltn | ZST1 | PLN Stock Materials | 000000003120118 | CABLE PWR ACC;CABLE SHOE AL-CU 150mm2 | ZM0312 | BH | PRE-MEMORY | 0 | 0 | 0 | 0 | 1001 | HAR-Switchgear&Jaringan
7400 | UIW Sulselrabar | 7428 | PLN UP3 Makassar Selatan | 2180 | Gd Ar Mksar Sltn | ZST1 | PLN Stock Materials | 000000003120118 | CABLE PWR ACC;CABLE SHOE AL-CU 150mm2 | ZM0312 | BH | NORMAL | 0 | 0 | 0 | 0 | 1001 | HAR-Switchgear&Jaringan
7400 | UIW Sulselrabar | 7428 | PLN UP3 Makassar Selatan | 2180 | Gd Ar Mksar Sltn | ZST1 | PLN Stock Materials | 000000003120121 | CABLE PWR ACC;CABLE SHOE CU 240mm2 | ZM0312 | BH | PRE-MEMORY | 0 | 0 | 0 | 0 | 1001 | HAR-Switchgear&Jaringan
7400 | UIW Sulselrabar | 7428 | PLN UP3 Makassar Selatan | 2180 | Gd Ar Mksar Sltn | ZST1 | PLN Stock Materials | 000000003120121 | CABLE PWR ACC;CABLE SHOE CU 240mm2 | ZM0312 | BH | NORMAL | 0 | 0 | 0 | 0 | 1001 | HAR-Switchgear&Jaringan
7400 | UIW Sulselrabar | 7428 | PLN UP3 Makassar Selatan | 2180 | Gd Ar Mksar Sltn | ZST1 | PLN Stock Materials | 000000003120126 | CABLE PWR ACC;CABLE SHOE AL 35mm2 | ZM0312 | BH | PRE-MEMORY | 0 | 0 | 0 | 0 | 1001 | HAR-Switchgear&Jaringan
7400 | UIW Sulselrabar | 7428 | PLN UP3 Makassar Selatan | 2180 | Gd Ar Mksar Sltn | ZST1 | PLN Stock Materials | 000000003120126 | CABLE PWR ACC;CABLE SHOE AL 35mm2 | ZM0312 | BH | NORMAL | 1929 | 0 | 0 | 0 | 1001 | HAR-Switchgear&Jaringan
7400 | UIW Sulselrabar | 7428 | PLN UP3 Makassar Selatan | 2180 | Gd Ar Mksar Sltn | ZST1 | PLN Stock Materials | 000000003120142 | CABLE PWR ACC;WEDGE CLAMP 2x(6-16)mm | ZM0312 | BH | NORMAL | 0 | 0 | 0 | 0 | 1001 | HAR-Switchgear&Jaringan
7400 | UIW Sulselrabar | 7428 | PLN UP3 Makassar Selatan | 2180 | Gd Ar Mksar Sltn | ZST1 | PLN Stock Materials | 000000003120154 | CABLE PWR ACC;CABLE SHOE AL-CU 1H 35mm2 | ZM0312 | BH | NORMAL | 1782 | 0 | 0 | 0 | 1001 | HAR-Switchgear&Jaringan
7400 | UIW Sulselrabar | 7428 | PLN UP3 Makassar Selatan | 2180 | Gd Ar Mksar Sltn | ZST1 | PLN Stock Materials | 000000003120155 | CABLE PWR ACC;CABLE SHOE AL-CU 1H 50mm2 | ZM0312 | BH | NORMAL | 4125 | 0 | 0 | 0 | 1001 | HAR-Switchgear&Jaringan
7400 | UIW Sulselrabar | 7428 | PLN UP3 Makassar Selatan | 2180 | Gd Ar Mksar Sltn | ZST1 | PLN Stock Materials | 000000003120156 | CABLE PWR ACC;CABLE SHOE AL-CU 1H 70mm2 | ZM0312 | BH | PRE-MEMORY | 0 | 0 | 0 | 0 | 1001 | HAR-Switchgear&Jaringan
7400 | UIW Sulselrabar | 7428 | PLN UP3 Makassar Selatan | 2180 | Gd Ar Mksar Sltn | ZST1 | PLN Stock Materials | 000000003120156 | CABLE PWR ACC;CABLE SHOE AL-CU 1H 70mm2 | ZM0312 | BH | NORMAL | 0 | 0 | 0 | 0 | 1001 | HAR-Switchgear&Jaringan
7400 | UIW Sulselrabar | 7428 | PLN UP3 Makassar Selatan | 2180 | Gd Ar Mksar Sltn | ZST1 | PLN Stock Materials | 000000003120157 | CABLE PWR ACC;CABLE SHOE AL-CU 1H 95mm2 | ZM0312 | BH | NORMAL | 0 | 0 | 0 | 0 | 1001 | HAR-Switchgear&Jaringan
7400 | UIW Sulselrabar | 7428 | PLN UP3 Makassar Selatan | 2180 | Gd Ar Mksar Sltn | ZST1 | PLN Stock Materials | 000000003120159 | CABLE PWR ACC;CABLE SHOE AL-CU 1H 150mm2 | ZM0312 | BH | NORMAL | 1802 | 0 | 0 | 0 | 1001 | HAR-Switchgear&Jaringan
7400 | UIW Sulselrabar | 7428 | PLN UP3 Makassar Selatan | 2180 | Gd Ar Mksar Sltn | ZST1 | PLN Stock Materials | 000000003120161 | CABLE PWR ACC;CABLE SHOE AL-CU 1H 240mm2 | ZM0312 | BH | NORMAL | 2512 | 0 | 0 | 0 | 1001 | HAR-Switchgear&Jaringan
7400 | UIW Sulselrabar | 7428 | PLN UP3 Makassar Selatan | 2180 | Gd Ar Mksar Sltn | ZST1 | PLN Stock Materials | 000000003120167 | CABLE PWR ACC;CABLE SHOE AL-CU 2H 50mm2 | ZM0312 | BH | NORMAL | 0 | 0 | 0 | 0 | 1001 | HAR-Switchgear&Jaringan
7400 | UIW Sulselrabar | 7428 | PLN UP3 Makassar Selatan | 2180 | Gd Ar Mksar Sltn | ZST1 | PLN Stock Materials | 000000003120168 | CABLE PWR ACC;CABLE SHOE AL-CU 2H 70mm2 | ZM0312 | BH | NORMAL | 0 | 0 | 0 | 0 | 1001 | HAR-Switchgear&Jaringan
7400 | UIW Sulselrabar | 7428 | PLN UP3 Makassar Selatan | 2180 | Gd Ar Mksar Sltn | ZST1 | PLN Stock Materials | 000000003120171 | CABLE PWR ACC;CABLE SHOE AL-CU 2H 150mm2 | ZM0312 | BH | NORMAL | 2755 | 0 | 0 | 0 | 1001 | HAR-Switchgear&Jaringan
7400 | UIW Sulselrabar | 7428 | PLN UP3 Makassar Selatan | 2180 | Gd Ar Mksar Sltn | ZST1 | PLN Stock Materials | 000000003120173 | CABLE PWR ACC;CABLE SHOE AL-CU 2H 240mm2 | ZM0312 | BH | PRE-MEMORY | 0 | 0 | 0 | 0 | 1001 | HAR-Switchgear&Jaringan
7400 | UIW Sulselrabar | 7428 | PLN UP3 Makassar Selatan | 2180 | Gd Ar Mksar Sltn | ZST1 | PLN Stock Materials | 000000003120173 | CABLE PWR ACC;CABLE SHOE AL-CU 2H 240mm2 | ZM0312 | BH | NORMAL | 0 | 0 | 0 | 0 | 1001 | HAR-Switchgear&Jaringan
7400 | UIW Sulselrabar | 7428 | PLN UP3 Makassar Selatan | 2180 | Gd Ar Mksar Sltn | ZST1 | PLN Stock Materials | 000000003120174 | CABLE PWR ACC;CABLE SHOE AL-CU 2H 300mm2 | ZM0312 | BH | NORMAL | 0 | 0 | 0 | 0 | 1001 | HAR-Switchgear&Jaringan
7400 | UIW Sulselrabar | 7428 | PLN UP3 Makassar Selatan | 2180 | Gd Ar Mksar Sltn | ZST1 | PLN Stock Materials | 000000003120182 | CABLE PWR ACC;CABLE SHOE AL ID 1H 120mm2 | ZM0312 | BH | PRE-MEMORY | 0 | 0 | 0 | 0 | 1001 | HAR-Switchgear&Jaringan
7400 | UIW Sulselrabar | 7428 | PLN UP3 Makassar Selatan | 2180 | Gd Ar Mksar Sltn | ZST1 | PLN Stock Materials | 000000003120182 | CABLE PWR ACC;CABLE SHOE AL ID 1H 120mm2 | ZM0312 | BH | NORMAL | 0 | 0 | 0 | 0 | 1001 | HAR-Switchgear&Jaringan
7400 | UIW Sulselrabar | 7428 | PLN UP3 Makassar Selatan | 2180 | Gd Ar Mksar Sltn | ZST1 | PLN Stock Materials | 000000003120207 | CABLE PWR ACC;CABLE SHOE AL ID 2H 150mm2 | ZM0312 | BH | NORMAL | 0 | 0 | 0 | 0 | 1001 | HAR-Switchgear&Jaringan
7400 | UIW Sulselrabar | 7428 | PLN UP3 Makassar Selatan | 2180 | Gd Ar Mksar Sltn | ZST1 | PLN Stock Materials | 000000003120226 | CABLE PWR ACC;CABLE SHOE CU ID 1H 35mm2 | ZM0312 | BH | NORMAL | 4002 | 0 | 0 | 0 | 1001 | HAR-Switchgear&Jaringan
7400 | UIW Sulselrabar | 7428 | PLN UP3 Makassar Selatan | 2180 | Gd Ar Mksar Sltn | ZST1 | PLN Stock Materials | 000000003120227 | CABLE PWR ACC;CABLE SHOE CU ID 1H 50mm2 | ZM0312 | BH | NORMAL | 5707 | 0 | 0 | 0 | 1001 | HAR-Switchgear&Jaringan
7400 | UIW Sulselrabar | 7428 | PLN UP3 Makassar Selatan | 2180 | Gd Ar Mksar Sltn | ZST1 | PLN Stock Materials | 000000003120228 | CABLE PWR ACC;CABLE SHOE CU ID 1H 70mm2 | ZM0312 | BH | NORMAL | 953 | 0 | 0 | 0 | 1001 | HAR-Switchgear&Jaringan
7400 | UIW Sulselrabar | 7428 | PLN UP3 Makassar Selatan | 2180 | Gd Ar Mksar Sltn | ZST1 | PLN Stock Materials | 000000003120229 | CABLE PWR ACC;CABLE SHOE CU ID 1H 95mm2 | ZM0312 | BH | NORMAL | 7949.003 | 0 | 0 | 0 | 1001 | HAR-Switchgear&Jaringan
7400 | UIW Sulselrabar | 7428 | PLN UP3 Makassar Selatan | 2180 | Gd Ar Mksar Sltn | ZST1 | PLN Stock Materials | 000000003120231 | CABLE PWR ACC;CABLE SHOE CU ID 1H 150mm2 | ZM0312 | BH | PRE-MEMORY | 0 | 0 | 0 | 0 | 1001 | HAR-Switchgear&Jaringan
7400 | UIW Sulselrabar | 7428 | PLN UP3 Makassar Selatan | 2180 | Gd Ar Mksar Sltn | ZST1 | PLN Stock Materials | 000000003120231 | CABLE PWR ACC;CABLE SHOE CU ID 1H 150mm2 | ZM0312 | BH | NORMAL | 4263 | 0 | 0 | 0 | 1001 | HAR-Switchgear&Jaringan
7400 | UIW Sulselrabar | 7428 | PLN UP3 Makassar Selatan | 2180 | Gd Ar Mksar Sltn | ZST1 | PLN Stock Materials | 000000003120232 | CABLE PWR ACC;CABLE SHOE CU ID 1H 185mm2 | ZM0312 | BH | NORMAL | 0 | 0 | 0 | 0 | 1001 | HAR-Switchgear&Jaringan
7400 | UIW Sulselrabar | 7428 | PLN UP3 Makassar Selatan | 2180 | Gd Ar Mksar Sltn | ZST1 | PLN Stock Materials | 000000003120244 | CABLE PWR ACC;CABLE SHOE CU OD 1H 150mm2 | ZM0312 | BH | PRE-MEMORY | 0 | 0 | 0 | 0 | 1001 | HAR-Switchgear&Jaringan
7400 | UIW Sulselrabar | 7428 | PLN UP3 Makassar Selatan | 2180 | Gd Ar Mksar Sltn | ZST1 | PLN Stock Materials | 000000003120244 | CABLE PWR ACC;CABLE SHOE CU OD 1H 150mm2 | ZM0312 | BH | NORMAL | 0 | 0 | 0 | 0 | 1001 | HAR-Switchgear&Jaringan
7400 | UIW Sulselrabar | 7428 | PLN UP3 Makassar Selatan | 2180 | Gd Ar Mksar Sltn | ZST1 | PLN Stock Materials | 000000003120299 | CABLE PWR ACC;SEAL END;20KV;3x150mm2;ID | ZM0312 | BH | NORMAL | 0 | 0 | 0 | 0 | 1001 | HAR-Switchgear&Jaringan
7400 | UIW Sulselrabar | 7428 | PLN UP3 Makassar Selatan | 2180 | Gd Ar Mksar Sltn | ZST1 | PLN Stock Materials | 000000003120311 | CABLE PWR ACC;SEAL END;20KV;3x150mm2;OD | ZM0312 | BH | NORMAL | 0 | 0 | 0 | 0 | 1001 | HAR-Switchgear&Jaringan
7400 | UIW Sulselrabar | 7428 | PLN UP3 Makassar Selatan | 2180 | Gd Ar Mksar Sltn | ZST1 | PLN Stock Materials | 000000003120312 | CABLE PWR ACC;SEAL END;20KV;3x240mm2;OD | ZM0312 | BH | NORMAL | 0 | 0 | 0 | 0 | 1001 | HAR-Switchgear&Jaringan
7400 | UIW Sulselrabar | 7428 | PLN UP3 Makassar Selatan | 2180 | Gd Ar Mksar Sltn | ZST1 | PLN Stock Materials | 000000003120313 | CABLE PWR ACC;SERVICE WC 6-16mm2 | ZM0312 | BH | NORMAL | 0 | 0 | 0 | 0 | 1001 | HAR-Switchgear&Jaringan
7400 | UIW Sulselrabar | 7428 | PLN UP3 Makassar Selatan | 2180 | Gd Ar Mksar Sltn | ZST1 | PLN Stock Materials | 000000003120314 | CABLE PWR ACC;SERVICE WC 6-25/6-25mm2 | ZM0312 | BH | PRE-MEMORY | 0 | 0 | 0 | 0 | 1001 | HAR-Switchgear&Jaringan
7400 | UIW Sulselrabar | 7428 | PLN UP3 Makassar Selatan | 2180 | Gd Ar Mksar Sltn | ZST1 | PLN Stock Materials | 000000003120314 | CABLE PWR ACC;SERVICE WC 6-25/6-25mm2 | ZM0312 | BH | NORMAL | 0 | 0 | 0 | 0 | 1001 | HAR-Switchgear&Jaringan
7400 | UIW Sulselrabar | 7428 | PLN UP3 Makassar Selatan | 2180 | Gd Ar Mksar Sltn | ZST1 | PLN Stock Materials | 000000003120317 | CABLE PWR ACC;STRAIN HOOK SR | ZM0312 | BH | HAPUS | 0 | 0 | 0 | 0 | 1021 | HAR-Material Utk Dihapus
7400 | UIW Sulselrabar | 7428 | PLN UP3 Makassar Selatan | 2180 | Gd Ar Mksar Sltn | ZST1 | PLN Stock Materials | 000000003120328 | CABLE PWR ACC;STROP MANCHET TIMAH 1.5" | ZM0312 | BH | NORMAL | 0 | 0 | 0 | 0 | 1001 | HAR-Switchgear&Jaringan
7400 | UIW Sulselrabar | 7428 | PLN UP3 Makassar Selatan | 2180 | Gd Ar Mksar Sltn | ZST1 | PLN Stock Materials | 000000003120348 | CABLE PWR ACC;HEATSHRINK 70mm | ZM0312 | BH | NORMAL | 0 | 0 | 0 | 0 | 1001 | HAR-Switchgear&Jaringan
7400 | UIW Sulselrabar | 7428 | PLN UP3 Makassar Selatan | 2180 | Gd Ar Mksar Sltn | ZST1 | PLN Stock Materials | 000000003120366 | CABLE PWR ACC;STRAIGHT JOINT 3X1X240mm2 | ZM0312 | SET | NORMAL | 0 | 0 | 0 | 0 | 1001 | HAR-Switchgear&Jaringan
7400 | UIW Sulselrabar | 7428 | PLN UP3 Makassar Selatan | 2180 | Gd Ar Mksar Sltn | ZST1 | PLN Stock Materials | 000000003120373 | CABLE PWR ACC;FLATWISE ELBOW 10-300 | ZM0312 | BH | NORMAL | 8347.383 | 0 | 0 | 0 | 1001 | HAR-Switchgear&Jaringan
7400 | UIW Sulselrabar | 7428 | PLN UP3 Makassar Selatan | 2180 | Gd Ar Mksar Sltn | ZST1 | PLN Stock Materials | 000000003120394 | CABLE PWR ACC;CABLE SHOE CU 300mm2 | ZM0312 | BH | NORMAL | 0 | 0 | 0 | 0 | 1001 | HAR-Switchgear&Jaringan
7400 | UIW Sulselrabar | 7428 | PLN UP3 Makassar Selatan | 2180 | Gd Ar Mksar Sltn | ZST1 | PLN Stock Materials | 000000003120419 | CABLE PWR ACC;CABLE SHOE AL 25mm2 | ZM0312 | BH | NORMAL | 18 | 0 | 0 | 0 | 1001 | HAR-Switchgear&Jaringan
7400 | UIW Sulselrabar | 7428 | PLN UP3 Makassar Selatan | 2180 | Gd Ar Mksar Sltn | ZST1 | PLN Stock Materials | 000000003120428 | CABLE PWR ACC;DEAD END ASSY FIXED50-70mm | ZM0312 | SET | NORMAL | 0 | 0 | 0 | 0 | 1001 | HAR-Switchgear&Jaringan
7400 | UIW Sulselrabar | 7428 | PLN UP3 Makassar Selatan | 2180 | Gd Ar Mksar Sltn | ZST1 | PLN Stock Materials | 000000003120481 | CABLE PWR ACC;STRAIGHT JOINT 70mm2 | ZM0312 | SET | HAPUS | 0 | 0 | 0 | 0 | 1021 | HAR-Material Utk Dihapus
7400 | UIW Sulselrabar | 7428 | PLN UP3 Makassar Selatan | 2180 | Gd Ar Mksar Sltn | ZST1 | PLN Stock Materials | 000000003120485 | CABLE PWR ACC;FOR ATTEDMENT FITTING | ZM0312 | BH | HAPUS | 0 | 0 | 0 | 0 | 1021 | HAR-Material Utk Dihapus
7400 | UIW Sulselrabar | 7428 | PLN UP3 Makassar Selatan | 2180 | Gd Ar Mksar Sltn | ZST1 | PLN Stock Materials | 000000003120486 | CABLE PWR ACC;SUSPENSION ASSY 25-70mm | ZM0312 | BH | NORMAL | 0 | 0 | 0 | 0 | 1001 | HAR-Switchgear&Jaringan
7400 | UIW Sulselrabar | 7428 | PLN UP3 Makassar Selatan | 2180 | Gd Ar Mksar Sltn | ZST1 | PLN Stock Materials | 000000003120530 | CABLE PWR ACC;WEDGE CLAMP 2/4x6-25mm2 | ZM0312 | BH | NORMAL | 0 | 0 | 0 | 0 | 1001 | HAR-Switchgear&Jaringan
7400 | UIW Sulselrabar | 7428 | PLN UP3 Makassar Selatan | 2180 | Gd Ar Mksar Sltn | ZST1 | PLN Stock Materials | 000000003120613 | CABLE PWR ACC;DEAD END ASSY FIXED 25-35m | ZM0312 | SET | NORMAL | 0 | 0 | 0 | 0 | 1001 | HAR-Switchgear&Jaringan
7400 | UIW Sulselrabar | 7428 | PLN UP3 Makassar Selatan | 2180 | Gd Ar Mksar Sltn | ZST1 | PLN Stock Materials | 000000003130002 | JOINT;1kV;AL-AL;10-16/10-16mm2;;1P;PRHS | ZM0313 | BH | NORMAL | 0 | 0 | 0 | 0 | 1001 | HAR-Switchgear&Jaringan
7400 | UIW Sulselrabar | 7428 | PLN UP3 Makassar Selatan | 2180 | Gd Ar Mksar Sltn | ZST1 | PLN Stock Materials | 000000003130043 | JOINT;20kV;AL-AL;3X150-3X240mm2;;3P;PR | ZM0313 | SET | NORMAL | 0 | 0 | 0 | 0 | 1001 | HAR-Switchgear&Jaringan
7400 | UIW Sulselrabar | 7428 | PLN UP3 Makassar Selatan | 2180 | Gd Ar Mksar Sltn | ZST1 | PLN Stock Materials | 000000003130106 | JOINT;0,6kV;AL-CU;70/95mm2;;3P;PRS HS | ZM0313 | SET | NORMAL | 0 | 0 | 0 | 0 | 1001 | HAR-Switchgear&Jaringan
7400 | UIW Sulselrabar | 7428 | PLN UP3 Makassar Selatan | 2180 | Gd Ar Mksar Sltn | ZST1 | PLN Stock Materials | 000000003150004 | TERM;20kV;JR;AL-CU;3P;3X150;NON ISO;ID | ZM0315 | SET | NORMAL | 0 | 0 | 0 | 0 | 1001 | HAR-Switchgear&Jaringan
7400 | UIW Sulselrabar | 7428 | PLN UP3 Makassar Selatan | 2180 | Gd Ar Mksar Sltn | ZST1 | PLN Stock Materials | 000000003150020 | TERM;20kV;JR;AL-CU;3P;3X240;NON ISO;ID | ZM0315 | SET | NORMAL | 0 | 0 | 0 | 0 | 1001 | HAR-Switchgear&Jaringan
7400 | UIW Sulselrabar | 7428 | PLN UP3 Makassar Selatan | 2180 | Gd Ar Mksar Sltn | ZST1 | PLN Stock Materials | 000000003150021 | TERM;20kV;JR;AL-CU;3P;3X240;NON ISO;OD | ZM0315 | SET | NORMAL | 0 | 0 | 0 | 0 | 1001 | HAR-Switchgear&Jaringan
7400 | UIW Sulselrabar | 7428 | PLN UP3 Makassar Selatan | 2180 | Gd Ar Mksar Sltn | ZST1 | PLN Stock Materials | 000000003150080 | TERM;20kV;JR;PR;1P;1X150mm;ISO;OD | ZM0315 | SET | NORMAL | 0 | 0 | 0 | 0 | 1001 | HAR-Switchgear&Jaringan
7400 | UIW Sulselrabar | 7428 | PLN UP3 Makassar Selatan | 2180 | Gd Ar Mksar Sltn | ZST1 | PLN Stock Materials | 000000003150149 | TERM;20KV;JR;PR;3P;3X120-180mm;ISO;ID | ZM0315 | SET | NORMAL | 0 | 0 | 0 | 0 | 1001 | HAR-Switchgear&Jaringan
7400 | UIW Sulselrabar | 7428 | PLN UP3 Makassar Selatan | 2180 | Gd Ar Mksar Sltn | ZST1 | PLN Stock Materials | 000000003150150 | TERM;20KV;JR;PR;3P;3X120-180mm;ISO;OD | ZM0315 | SET | NORMAL | 0 | 0 | 0 | 0 | 1001 | HAR-Switchgear&Jaringan
7400 | UIW Sulselrabar | 7428 | PLN UP3 Makassar Selatan | 2180 | Gd Ar Mksar Sltn | ZST1 | PLN Stock Materials | 000000003150155 | TERM;20KV;JR;PR;3P;3X240-400mm;ISO;ID | ZM0315 | SET | NORMAL | 0 | 0 | 0 | 0 | 1001 | HAR-Switchgear&Jaringan
7400 | UIW Sulselrabar | 7428 | PLN UP3 Makassar Selatan | 2180 | Gd Ar Mksar Sltn | ZST1 | PLN Stock Materials | 000000003150156 | TERM;20KV;JR;PR;3P;3X240-400mm;ISO;OD | ZM0315 | SET | NORMAL | 0 | 0 | 0 | 0 | 1001 | HAR-Switchgear&Jaringan
7400 | UIW Sulselrabar | 7428 | PLN UP3 Makassar Selatan | 2180 | Gd Ar Mksar Sltn | ZST1 | PLN Stock Materials | 000000003150204 | TERM;20kV;;SINGLE CORE;;240-300sqmm;;ID | ZM0315 | SET | NORMAL | 0 | 0 | 0 | 0 | 1001 | HAR-Switchgear&Jaringan
7400 | UIW Sulselrabar | 7428 | PLN UP3 Makassar Selatan | 2180 | Gd Ar Mksar Sltn | ZST1 | PLN Stock Materials | 000000003150205 | TERM;20kV;;SINGLE CORE;;240-300sqmm;;OD | ZM0315 | SET | NORMAL | 20 | 0 | 0 | 0 | 1001 | HAR-Switchgear&Jaringan
7400 | UIW Sulselrabar | 7428 | PLN UP3 Makassar Selatan | 2180 | Gd Ar Mksar Sltn | ZST1 | PLN Stock Materials | 000000003160014 | TERM ACC;TERM CABLE;;1X95mm2;ID | ZM0316 | BH | NORMAL | 2 | 0 | 0 | 0 | 1001 | HAR-Switchgear&Jaringan
7400 | UIW Sulselrabar | 7428 | PLN UP3 Makassar Selatan | 2180 | Gd Ar Mksar Sltn | ZST1 | PLN Stock Materials | 000000003160015 | TERM ACC;TERM CABLE;;1X95mm2;OD | ZM0316 | BH | NORMAL | 2 | 0 | 0 | 0 | 1001 | HAR-Switchgear&Jaringan
7400 | UIW Sulselrabar | 7428 | PLN UP3 Makassar Selatan | 2180 | Gd Ar Mksar Sltn | ZST1 | PLN Stock Materials | 000000003160021 | TERM ACC;TERM CABLE;20KV;1X240mm2;OD | ZM0316 | BH | NORMAL | 0 | 0 | 0 | 0 | 1001 | HAR-Switchgear&Jaringan
7400 | UIW Sulselrabar | 7428 | PLN UP3 Makassar Selatan | 2180 | Gd Ar Mksar Sltn | ZST1 | PLN Stock Materials | 000000003160030 | TERM ACC;TERM CABLE;20KV;3X150;ID | ZM0316 | BH | NORMAL | 0 | 0 | 0 | 0 | 1001 | HAR-Switchgear&Jaringan
7400 | UIW Sulselrabar | 7428 | PLN UP3 Makassar Selatan | 2180 | Gd Ar Mksar Sltn | ZST1 | PLN Stock Materials | 000000003160031 | TERM ACC;TERM CABLE;20KV;3X150;OD | ZM0316 | BH | NORMAL | 10 | 0 | 0 | 0 | 1001 | HAR-Switchgear&Jaringan
7400 | UIW Sulselrabar | 7428 | PLN UP3 Makassar Selatan | 2180 | Gd Ar Mksar Sltn | ZST1 | PLN Stock Materials | 000000003160032 | TERM ACC;TERM CABLE;20KV;3X240;ID | ZM0316 | BH | NORMAL | 0 | 0 | 0 | 0 | 1001 | HAR-Switchgear&Jaringan
7400 | UIW Sulselrabar | 7428 | PLN UP3 Makassar Selatan | 2180 | Gd Ar Mksar Sltn | ZST1 | PLN Stock Materials | 000000003160033 | TERM ACC;TERM CABLE;20KV;3X240;OD | ZM0316 | BH | NORMAL | 0 | 0 | 0 | 0 | 1001 | HAR-Switchgear&Jaringan
7400 | UIW Sulselrabar | 7428 | PLN UP3 Makassar Selatan | 2180 | Gd Ar Mksar Sltn | ZST1 | PLN Stock Materials | 000000003160081 | TERM ACC;ELASTIMOLD 150 MM2 | ZM0316 | SET | NORMAL | 0 | 0 | 0 | 0 | 1001 | HAR-Switchgear&Jaringan
7400 | UIW Sulselrabar | 7428 | PLN UP3 Makassar Selatan | 2180 | Gd Ar Mksar Sltn | ZST1 | PLN Stock Materials | 000000003160082 | TERM ACC;ELASTIMOLD 240 MM2 | ZM0316 | SET | NORMAL | 9 | 0 | 0 | 0 | 1001 | HAR-Switchgear&Jaringan
7400 | UIW Sulselrabar | 7428 | PLN UP3 Makassar Selatan | 2180 | Gd Ar Mksar Sltn | ZST1 | PLN Stock Materials | 000000003160093 | TERM ACC;TERMINATION 3 CORE 240MM2 | ZM0316 | SET | NORMAL | 0 | 0 | 0 | 0 | 1001 | HAR-Switchgear&Jaringan
7400 | UIW Sulselrabar | 7428 | PLN UP3 Makassar Selatan | 2180 | Gd Ar Mksar Sltn | ZST1 | PLN Stock Materials | 000000003190002 | CUT OUT;20kV;6-100A;10kA;125kV | ZM0319 | BH | NORMAL | 0 | 0 | 0 | 0 | 1001 | HAR-Switchgear&Jaringan
7400 | UIW Sulselrabar | 7428 | PLN UP3 Makassar Selatan | 2180 | Gd Ar Mksar Sltn | ZST1 | PLN Stock Materials | 000000003190003 | CUT OUT;20kV;6-100A;12kA;125kV | ZM0319 | BH | NORMAL | 0 | 0 | 0 | 0 | 1001 | HAR-Switchgear&Jaringan
7400 | UIW Sulselrabar | 7428 | PLN UP3 Makassar Selatan | 2180 | Gd Ar Mksar Sltn | ZST1 | PLN Stock Materials | 000000003190018 | CUT OUT;24kV;6-100A;12kA;POLYMER-125kV | ZM0319 | BH | PRE-MEMORY | 0 | 0 | 0 | 0 | 1001 | HAR-Switchgear&Jaringan
7400 | UIW Sulselrabar | 7428 | PLN UP3 Makassar Selatan | 2180 | Gd Ar Mksar Sltn | ZST1 | PLN Stock Materials | 000000003190018 | CUT OUT;24kV;6-100A;12kA;POLYMER-125kV | ZM0319 | BH | NORMAL | 0 | 0 | 0 | 0 | 1001 | HAR-Switchgear&Jaringan
7400 | UIW Sulselrabar | 7428 | PLN UP3 Makassar Selatan | 2180 | Gd Ar Mksar Sltn | ZST1 | PLN Stock Materials | 000000003190019 | CUT OUT;24KV;100A;;POLYMER | ZM0319 | BH | NORMAL | 0 | 0 | 0 | 0 | 1001 | HAR-Switchgear&Jaringan
7400 | UIW Sulselrabar | 7428 | PLN UP3 Makassar Selatan | 2180 | Gd Ar Mksar Sltn | ZST1 | PLN Stock Materials | 000000003190028 | CUT OUT;24KV;100A;12.5KA;POLYMER | ZM0319 | BH | NORMAL | 0 | 200 | 0 | 0 | 1001 | HAR-Switchgear&Jaringan
7400 | UIW Sulselrabar | 7428 | PLN UP3 Makassar Selatan | 2180 | Gd Ar Mksar Sltn | ZST1 | PLN Stock Materials | 000000003200002 | CUT OUT ACC;FUSE LINK 20kV 10A | ZM0320 | BH | PRE-MEMORY | 0 | 0 | 0 | 0 | 1001 | HAR-Switchgear&Jaringan
7400 | UIW Sulselrabar | 7428 | PLN UP3 Makassar Selatan | 2180 | Gd Ar Mksar Sltn | ZST1 | PLN Stock Materials | 000000003200002 | CUT OUT ACC;FUSE LINK 20kV 10A | ZM0320 | BH | NORMAL | 668 | 0 | 0 | 0 | 1001 | HAR-Switchgear&Jaringan
7400 | UIW Sulselrabar | 7428 | PLN UP3 Makassar Selatan | 2180 | Gd Ar Mksar Sltn | ZST1 | PLN Stock Materials | 000000003200003 | CUT OUT ACC;FUSE LINK 20kV 12A | ZM0320 | BH | PRE-MEMORY | 0 | 0 | 0 | 0 | 1001 | HAR-Switchgear&Jaringan
7400 | UIW Sulselrabar | 7428 | PLN UP3 Makassar Selatan | 2180 | Gd Ar Mksar Sltn | ZST1 | PLN Stock Materials | 000000003200003 | CUT OUT ACC;FUSE LINK 20kV 12A | ZM0320 | BH | NORMAL | 0 | 0 | 0 | 0 | 1001 | HAR-Switchgear&Jaringan
7400 | UIW Sulselrabar | 7428 | PLN UP3 Makassar Selatan | 2180 | Gd Ar Mksar Sltn | ZST1 | PLN Stock Materials | 000000003200004 | CUT OUT ACC;FUSE LINK 20kV 15A | ZM0320 | BH | PRE-MEMORY | 0 | 0 | 0 | 0 | 1001 | HAR-Switchgear&Jaringan
7400 | UIW Sulselrabar | 7428 | PLN UP3 Makassar Selatan | 2180 | Gd Ar Mksar Sltn | ZST1 | PLN Stock Materials | 000000003200004 | CUT OUT ACC;FUSE LINK 20kV 15A | ZM0320 | BH | NORMAL | 1932 | 0 | 0 | 0 | 1001 | HAR-Switchgear&Jaringan
7400 | UIW Sulselrabar | 7428 | PLN UP3 Makassar Selatan | 2180 | Gd Ar Mksar Sltn | ZST1 | PLN Stock Materials | 000000003200005 | CUT OUT ACC;FUSE LINK 20kV 20A | ZM0320 | BH | PRE-MEMORY | 0 | 0 | 0 | 0 | 1001 | HAR-Switchgear&Jaringan
7400 | UIW Sulselrabar | 7428 | PLN UP3 Makassar Selatan | 2180 | Gd Ar Mksar Sltn | ZST1 | PLN Stock Materials | 000000003200005 | CUT OUT ACC;FUSE LINK 20kV 20A | ZM0320 | BH | NORMAL | 3177 | 0 | 0 | 0 | 1001 | HAR-Switchgear&Jaringan
7400 | UIW Sulselrabar | 7428 | PLN UP3 Makassar Selatan | 2180 | Gd Ar Mksar Sltn | ZST1 | PLN Stock Materials | 000000003200007 | CUT OUT ACC;FUSE LINK 20kV 25A | ZM0320 | BH | PRE-MEMORY | 0 | 0 | 0 | 0 | 1001 | HAR-Switchgear&Jaringan
7400 | UIW Sulselrabar | 7428 | PLN UP3 Makassar Selatan | 2180 | Gd Ar Mksar Sltn | ZST1 | PLN Stock Materials | 000000003200007 | CUT OUT ACC;FUSE LINK 20kV 25A | ZM0320 | BH | NORMAL | 1577 | 0 | 0 | 0 | 1001 | HAR-Switchgear&Jaringan
7400 | UIW Sulselrabar | 7428 | PLN UP3 Makassar Selatan | 2180 | Gd Ar Mksar Sltn | ZST1 | PLN Stock Materials | 000000003200007 | CUT OUT ACC;FUSE LINK 20kV 25A | ZM0320 | BH | HAPUS | 0 | 0 | 0 | 0 | 1021 | HAR-Material Utk Dihapus
7400 | UIW Sulselrabar | 7428 | PLN UP3 Makassar Selatan | 2180 | Gd Ar Mksar Sltn | ZST1 | PLN Stock Materials | 000000003200008 | CUT OUT ACC;FUSE LINK 20kV 2A | ZM0320 | BH | PRE-MEMORY | 0 | 0 | 0 | 0 | 1001 | HAR-Switchgear&Jaringan
7400 | UIW Sulselrabar | 7428 | PLN UP3 Makassar Selatan | 2180 | Gd Ar Mksar Sltn | ZST1 | PLN Stock Materials | 000000003200008 | CUT OUT ACC;FUSE LINK 20kV 2A | ZM0320 | BH | NORMAL | 0 | 0 | 0 | 0 | 1001 | HAR-Switchgear&Jaringan
7400 | UIW Sulselrabar | 7428 | PLN UP3 Makassar Selatan | 2180 | Gd Ar Mksar Sltn | ZST1 | PLN Stock Materials | 000000003200009 | CUT OUT ACC;FUSE LINK 20kV 30A | ZM0320 | BH | NORMAL | 780 | 0 | 0 | 0 | 1001 | HAR-Switchgear&Jaringan
7400 | UIW Sulselrabar | 7428 | PLN UP3 Makassar Selatan | 2180 | Gd Ar Mksar Sltn | ZST1 | PLN Stock Materials | 000000003200010 | CUT OUT ACC;FUSE LINK 20kV 3A | ZM0320 | BH | PRE-MEMORY | 0 | 0 | 0 | 0 | 1001 | HAR-Switchgear&Jaringan
7400 | UIW Sulselrabar | 7428 | PLN UP3 Makassar Selatan | 2180 | Gd Ar Mksar Sltn | ZST1 | PLN Stock Materials | 000000003200010 | CUT OUT ACC;FUSE LINK 20kV 3A | ZM0320 | BH | NORMAL | 0 | 0 | 0 | 0 | 1001 | HAR-Switchgear&Jaringan
7400 | UIW Sulselrabar | 7428 | PLN UP3 Makassar Selatan | 2180 | Gd Ar Mksar Sltn | ZST1 | PLN Stock Materials | 000000003200011 | CUT OUT ACC;FUSE LINK 20kV 40A | ZM0320 | BH | NORMAL | 0 | 0 | 0 | 0 | 1001 | HAR-Switchgear&Jaringan
7400 | UIW Sulselrabar | 7428 | PLN UP3 Makassar Selatan | 2180 | Gd Ar Mksar Sltn | ZST1 | PLN Stock Materials | 000000003200012 | CUT OUT ACC;FUSE LINK 20kV 50A | ZM0320 | BH | NORMAL | 39 | 0 | 0 | 0 | 1001 | HAR-Switchgear&Jaringan
7400 | UIW Sulselrabar | 7428 | PLN UP3 Makassar Selatan | 2180 | Gd Ar Mksar Sltn | ZST1 | PLN Stock Materials | 000000003200015 | CUT OUT ACC;FUSE LINK 20kV 6A | ZM0320 | BH | PRE-MEMORY | 0 | 0 | 0 | 0 | 1001 | HAR-Switchgear&Jaringan
7400 | UIW Sulselrabar | 7428 | PLN UP3 Makassar Selatan | 2180 | Gd Ar Mksar Sltn | ZST1 | PLN Stock Materials | 000000003200015 | CUT OUT ACC;FUSE LINK 20kV 6A | ZM0320 | BH | NORMAL | 0 | 0 | 0 | 0 | 1001 | HAR-Switchgear&Jaringan
7400 | UIW Sulselrabar | 7428 | PLN UP3 Makassar Selatan | 2180 | Gd Ar Mksar Sltn | ZST1 | PLN Stock Materials | 000000003200016 | CUT OUT ACC;FUSE LINK 20kV 80A | ZM0320 | BH | NORMAL | 70 | 0 | 0 | 0 | 1001 | HAR-Switchgear&Jaringan
7400 | UIW Sulselrabar | 7428 | PLN UP3 Makassar Selatan | 2180 | Gd Ar Mksar Sltn | ZST1 | PLN Stock Materials | 000000003200017 | CUT OUT ACC;FUSE LINK 20kV 8A | ZM0320 | BH | PRE-MEMORY | 0 | 0 | 0 | 0 | 1001 | HAR-Switchgear&Jaringan
7400 | UIW Sulselrabar | 7428 | PLN UP3 Makassar Selatan | 2180 | Gd Ar Mksar Sltn | ZST1 | PLN Stock Materials | 000000003200017 | CUT OUT ACC;FUSE LINK 20kV 8A | ZM0320 | BH | NORMAL | 0 | 0 | 0 | 0 | 1001 | HAR-Switchgear&Jaringan
7400 | UIW Sulselrabar | 7428 | PLN UP3 Makassar Selatan | 2180 | Gd Ar Mksar Sltn | ZST1 | PLN Stock Materials | 000000003200018 | CUT OUT ACC;FUSE LINK 20kV 5A | ZM0320 | BH | PRE-MEMORY | 0 | 0 | 0 | 0 | 1001 | HAR-Switchgear&Jaringan
7400 | UIW Sulselrabar | 7428 | PLN UP3 Makassar Selatan | 2180 | Gd Ar Mksar Sltn | ZST1 | PLN Stock Materials | 000000003200018 | CUT OUT ACC;FUSE LINK 20kV 5A | ZM0320 | BH | NORMAL | 28 | 2 | 0 | 0 | 1001 | HAR-Switchgear&Jaringan
7400 | UIW Sulselrabar | 7428 | PLN UP3 Makassar Selatan | 2180 | Gd Ar Mksar Sltn | ZST1 | PLN Stock Materials | 000000003200020 | CUT OUT ACC;FUSE LINK 20kV 140 A | ZM0320 | BH | NORMAL | 0 | 0 | 0 | 0 | 1001 | HAR-Switchgear&Jaringan
7400 | UIW Sulselrabar | 7428 | PLN UP3 Makassar Selatan | 2180 | Gd Ar Mksar Sltn | ZST1 | PLN Stock Materials | 000000003200021 | CUT OUT ACC;FUSE LINK 20kV 200 A | ZM0320 | BH | NORMAL | 0 | 0 | 0 | 0 | 1001 | HAR-Switchgear&Jaringan
7400 | UIW Sulselrabar | 7428 | PLN UP3 Makassar Selatan | 2180 | Gd Ar Mksar Sltn | ZST1 | PLN Stock Materials | 000000003200023 | CUT OUT ACC;FUSE LINK 20kV 4A | ZM0320 | BH | PRE-MEMORY | 0 | 0 | 0 | 0 | 1001 | HAR-Switchgear&Jaringan
7400 | UIW Sulselrabar | 7428 | PLN UP3 Makassar Selatan | 2180 | Gd Ar Mksar Sltn | ZST1 | PLN Stock Materials | 000000003200023 | CUT OUT ACC;FUSE LINK 20kV 4A | ZM0320 | BH | NORMAL | 0 | 0 | 0 | 0 | 1001 | HAR-Switchgear&Jaringan
7400 | UIW Sulselrabar | 7428 | PLN UP3 Makassar Selatan | 2180 | Gd Ar Mksar Sltn | ZST1 | PLN Stock Materials | 000000003200041 | CUT OUT ACC;FUSE LINK 20kV 2.5A | ZM0320 | BH | NORMAL | 0 | 0 | 0 | 0 | 1001 | HAR-Switchgear&Jaringan
7400 | UIW Sulselrabar | 7428 | PLN UP3 Makassar Selatan | 2180 | Gd Ar Mksar Sltn | ZST1 | PLN Stock Materials | 000000003200056 | CUT OUT ACC;COVER BUSH FCO ATAS | ZM0320 | SET | NORMAL | 405 | 0 | 0 | 0 | 1001 | HAR-Switchgear&Jaringan
7400 | UIW Sulselrabar | 7428 | PLN UP3 Makassar Selatan | 2180 | Gd Ar Mksar Sltn | ZST1 | PLN Stock Materials | 000000003210004 | POLE TOP SWITCH;20KV;630A;12.5KA;LBS RTU | ZM0321 | SET | NORMAL | 0 | 0 | 0 | 0 | 1001 | HAR-Switchgear&Jaringan
7400 | UIW Sulselrabar | 7428 | PLN UP3 Makassar Selatan | 2180 | Gd Ar Mksar Sltn | ZST1 | PLN Stock Materials | 000000003210009 | POLE TOP SWITCH;20KV;630A;12.5KA;REC | ZM0321 | SET | NORMAL | 0 | 0 | 0 | 0 | 1001 | HAR-Switchgear&Jaringan
7400 | UIW Sulselrabar | 7428 | PLN UP3 Makassar Selatan | 2180 | Gd Ar Mksar Sltn | ZST1 | PLN Stock Materials | 000000003210011 | POLE TOP SWITCH;24KV;630A;12.5KA;LBS RTU | ZM0321 | SET | NORMAL | 0 | 0 | 0 | 0 | 1001 | HAR-Switchgear&Jaringan
7400 | UIW Sulselrabar | 7428 | PLN UP3 Makassar Selatan | 2180 | Gd Ar Mksar Sltn | ZST1 | PLN Stock Materials | 000000003210020 | POLE TOP SWITCH;24KV;630A;16KA;LBS RTU | ZM0321 | SET | NORMAL | 0 | 0 | 0 | 0 | 1001 | HAR-Switchgear&Jaringan
7400 | UIW Sulselrabar | 7428 | PLN UP3 Makassar Selatan | 2180 | Gd Ar Mksar Sltn | ZST1 | PLN Stock Materials | 000000003250007 | MCB;220/250V;1P;10A;50Hz; | ZM0325 | BH | NORMAL | 0 | 0 | 0 | 0 | 1003 | HAR-Alat Ukur
7400 | UIW Sulselrabar | 7428 | PLN UP3 Makassar Selatan | 2180 | Gd Ar Mksar Sltn | ZST1 | PLN Stock Materials | 000000003250008 | MCB;220/250V;1P;16A;50Hz; | ZM0325 | BH | NORMAL | 0 | 0 | 0 | 0 | 1003 | HAR-Alat Ukur
7400 | UIW Sulselrabar | 7428 | PLN UP3 Makassar Selatan | 2180 | Gd Ar Mksar Sltn | ZST1 | PLN Stock Materials | 000000003250009 | MCB;220/250V;1P;1A;50Hz; | ZM0325 | BH | NORMAL | 0 | 0 | 0 | 0 | 1003 | HAR-Alat Ukur
7400 | UIW Sulselrabar | 7428 | PLN UP3 Makassar Selatan | 2180 | Gd Ar Mksar Sltn | ZST1 | PLN Stock Materials | 000000003250010 | MCB;220/250V;1P;20A;50Hz; | ZM0325 | BH | NORMAL | 0 | 0 | 0 | 0 | 1003 | HAR-Alat Ukur
7400 | UIW Sulselrabar | 7428 | PLN UP3 Makassar Selatan | 2180 | Gd Ar Mksar Sltn | ZST1 | PLN Stock Materials | 000000003250011 | MCB;220/250V;1P;25A;50Hz; | ZM0325 | BH | NORMAL | 0 | 0 | 0 | 0 | 1003 | HAR-Alat Ukur
7400 | UIW Sulselrabar | 7428 | PLN UP3 Makassar Selatan | 2180 | Gd Ar Mksar Sltn | ZST1 | PLN Stock Materials | 000000003250012 | MCB;220/250V;1P;2A;50Hz; | ZM0325 | BH | NORMAL | 0 | 0 | 0 | 0 | 1003 | HAR-Alat Ukur
7400 | UIW Sulselrabar | 7428 | PLN UP3 Makassar Selatan | 2180 | Gd Ar Mksar Sltn | ZST1 | PLN Stock Materials | 000000003250013 | MCB;220/250V;1P;35A;50Hz; | ZM0325 | BH | NORMAL | 0 | 0 | 0 | 0 | 1003 | HAR-Alat Ukur
7400 | UIW Sulselrabar | 7428 | PLN UP3 Makassar Selatan | 2180 | Gd Ar Mksar Sltn | ZST1 | PLN Stock Materials | 000000003250015 | MCB;220/250V;1P;4A;50Hz; | ZM0325 | BH | NORMAL | 0 | 0 | 0 | 0 | 1003 | HAR-Alat Ukur
7400 | UIW Sulselrabar | 7428 | PLN UP3 Makassar Selatan | 2180 | Gd Ar Mksar Sltn | ZST1 | PLN Stock Materials | 000000003250016 | MCB;220/250V;1P;50A;50Hz; | ZM0325 | BH | NORMAL | 0 | 0 | 0 | 0 | 1003 | HAR-Alat Ukur
7400 | UIW Sulselrabar | 7428 | PLN UP3 Makassar Selatan | 2180 | Gd Ar Mksar Sltn | ZST1 | PLN Stock Materials | 000000003250018 | MCB;220/250V;1P;6A;50Hz; | ZM0325 | BH | NORMAL | 0 | 0 | 0 | 0 | 1003 | HAR-Alat Ukur
7400 | UIW Sulselrabar | 7428 | PLN UP3 Makassar Selatan | 2180 | Gd Ar Mksar Sltn | ZST1 | PLN Stock Materials | 000000003250020 | MCB;380/400V;2P;16A;50Hz; | ZM0325 | BH | NORMAL | 0 | 0 | 0 | 0 | 1003 | HAR-Alat Ukur
7400 | UIW Sulselrabar | 7428 | PLN UP3 Makassar Selatan | 2180 | Gd Ar Mksar Sltn | ZST1 | PLN Stock Materials | 000000003250021 | MCB;380/400V;3P;20A;50Hz; | ZM0325 | BH | NORMAL | 0 | 0 | 0 | 0 | 1003 | HAR-Alat Ukur
7400 | UIW Sulselrabar | 7428 | PLN UP3 Makassar Selatan | 2180 | Gd Ar Mksar Sltn | ZST1 | PLN Stock Materials | 000000003250022 | MCB;380/440V;3P;10A;50Hz; | ZM0325 | BH | NORMAL | 0 | 0 | 0 | 0 | 1003 | HAR-Alat Ukur
7400 | UIW Sulselrabar | 7428 | PLN UP3 Makassar Selatan | 2180 | Gd Ar Mksar Sltn | ZST1 | PLN Stock Materials | 000000003250023 | MCB;380/440V;3P;160A;50Hz;MCCB | ZM0325 | BH | PRE-MEMORY | 0 | 0 | 0 | 0 | 1003 | HAR-Alat Ukur
7400 | UIW Sulselrabar | 7428 | PLN UP3 Makassar Selatan | 2180 | Gd Ar Mksar Sltn | ZST1 | PLN Stock Materials | 000000003250023 | MCB;380/440V;3P;160A;50Hz;MCCB | ZM0325 | BH | NORMAL | 13 | 0 | 0 | 0 | 1003 | HAR-Alat Ukur
7400 | UIW Sulselrabar | 7428 | PLN UP3 Makassar Selatan | 2180 | Gd Ar Mksar Sltn | ZST1 | PLN Stock Materials | 000000003250024 | MCB;380/440V;3P;16A;50Hz; | ZM0325 | BH | NORMAL | 0 | 0 | 0 | 0 | 1003 | HAR-Alat Ukur
7400 | UIW Sulselrabar | 7428 | PLN UP3 Makassar Selatan | 2180 | Gd Ar Mksar Sltn | ZST1 | PLN Stock Materials | 000000003250025 | MCB;380/440V;3P;25A;50Hz; | ZM0325 | BH | NORMAL | 0 | 0 | 0 | 0 | 1003 | HAR-Alat Ukur
7400 | UIW Sulselrabar | 7428 | PLN UP3 Makassar Selatan | 2180 | Gd Ar Mksar Sltn | ZST1 | PLN Stock Materials | 000000003250026 | MCB;380/440V;3P;300A;50Hz;MCCB | ZM0325 | BH | PRE-MEMORY | 0 | 0 | 0 | 0 | 1003 | HAR-Alat Ukur
7400 | UIW Sulselrabar | 7428 | PLN UP3 Makassar Selatan | 2180 | Gd Ar Mksar Sltn | ZST1 | PLN Stock Materials | 000000003250026 | MCB;380/440V;3P;300A;50Hz;MCCB | ZM0325 | BH | NORMAL | 0 | 0 | 0 | 0 | 1003 | HAR-Alat Ukur
7400 | UIW Sulselrabar | 7428 | PLN UP3 Makassar Selatan | 2180 | Gd Ar Mksar Sltn | ZST1 | PLN Stock Materials | 000000003250027 | MCB;380/440V;3P;35A;50Hz; | ZM0325 | BH | NORMAL | 0 | 0 | 0 | 0 | 1003 | HAR-Alat Ukur
7400 | UIW Sulselrabar | 7428 | PLN UP3 Makassar Selatan | 2180 | Gd Ar Mksar Sltn | ZST1 | PLN Stock Materials | 000000003250029 | MCB;380/440V;3P;50A;50Hz; | ZM0325 | BH | NORMAL | 0 | 0 | 0 | 0 | 1003 | HAR-Alat Ukur
7400 | UIW Sulselrabar | 7428 | PLN UP3 Makassar Selatan | 2180 | Gd Ar Mksar Sltn | ZST1 | PLN Stock Materials | 000000003250031 | MCB;380/440V;3P;63A;50Hz; | ZM0325 | BH | NORMAL | 0 | 0 | 0 | 0 | 1003 | HAR-Alat Ukur
7400 | UIW Sulselrabar | 7428 | PLN UP3 Makassar Selatan | 2180 | Gd Ar Mksar Sltn | ZST1 | PLN Stock Materials | 000000003250032 | MCB;380/440V;3P;63A;50Hz;MCCB | ZM0325 | BH | PRE-MEMORY | 0 | 0 | 0 | 0 | 1003 | HAR-Alat Ukur
7400 | UIW Sulselrabar | 7428 | PLN UP3 Makassar Selatan | 2180 | Gd Ar Mksar Sltn | ZST1 | PLN Stock Materials | 000000003250032 | MCB;380/440V;3P;63A;50Hz;MCCB | ZM0325 | BH | NORMAL | 0 | 0 | 0 | 0 | 1003 | HAR-Alat Ukur
7400 | UIW Sulselrabar | 7428 | PLN UP3 Makassar Selatan | 2180 | Gd Ar Mksar Sltn | ZST1 | PLN Stock Materials | 000000003250034 | MCB;380/440V;3P;80A;50Hz;MCCB | ZM0325 | BH | PRE-MEMORY | 0 | 0 | 0 | 0 | 1003 | HAR-Alat Ukur
7400 | UIW Sulselrabar | 7428 | PLN UP3 Makassar Selatan | 2180 | Gd Ar Mksar Sltn | ZST1 | PLN Stock Materials | 000000003250034 | MCB;380/440V;3P;80A;50Hz;MCCB | ZM0325 | BH | NORMAL | 26 | 0 | 0 | 0 | 1003 | HAR-Alat Ukur
7400 | UIW Sulselrabar | 7428 | PLN UP3 Makassar Selatan | 2180 | Gd Ar Mksar Sltn | ZST1 | PLN Stock Materials | 000000003250035 | MCB;380/400V;3P;6A;50Hz; | ZM0325 | BH | NORMAL | 0 | 0 | 0 | 0 | 1003 | HAR-Alat Ukur
7400 | UIW Sulselrabar | 7428 | PLN UP3 Makassar Selatan | 2180 | Gd Ar Mksar Sltn | ZST1 | PLN Stock Materials | 000000003250046 | MCB;230/400V;1P;2A;50Hz; | ZM0325 | BH | PRE-MEMORY | 0 | 0 | 0 | 0 | 1003 | HAR-Alat Ukur
7400 | UIW Sulselrabar | 7428 | PLN UP3 Makassar Selatan | 2180 | Gd Ar Mksar Sltn | ZST1 | PLN Stock Materials | 000000003250046 | MCB;230/400V;1P;2A;50Hz; | ZM0325 | BH | NORMAL | 1673 | 20 | 0 | 0 | 1003 | HAR-Alat Ukur
7400 | UIW Sulselrabar | 7428 | PLN UP3 Makassar Selatan | 2180 | Gd Ar Mksar Sltn | ZST1 | PLN Stock Materials | 000000003250048 | MCB;230/400V;1P;4A;50Hz; | ZM0325 | BH | PRE-MEMORY | 0 | 0 | 0 | 0 | 1003 | HAR-Alat Ukur
7400 | UIW Sulselrabar | 7428 | PLN UP3 Makassar Selatan | 2180 | Gd Ar Mksar Sltn | ZST1 | PLN Stock Materials | 000000003250048 | MCB;230/400V;1P;4A;50Hz; | ZM0325 | BH | NORMAL | 6363 | 0 | 0 | 0 | 1003 | HAR-Alat Ukur
7400 | UIW Sulselrabar | 7428 | PLN UP3 Makassar Selatan | 2180 | Gd Ar Mksar Sltn | ZST1 | PLN Stock Materials | 000000003250050 | MCB;230/400V;1P;6A;50Hz; | ZM0325 | BH | PRE-MEMORY | 0 | 0 | 0 | 0 | 1003 | HAR-Alat Ukur
7400 | UIW Sulselrabar | 7428 | PLN UP3 Makassar Selatan | 2180 | Gd Ar Mksar Sltn | ZST1 | PLN Stock Materials | 000000003250050 | MCB;230/400V;1P;6A;50Hz; | ZM0325 | BH | NORMAL | 4041 | 0 | 0 | 0 | 1003 | HAR-Alat Ukur
7400 | UIW Sulselrabar | 7428 | PLN UP3 Makassar Selatan | 2180 | Gd Ar Mksar Sltn | ZST1 | PLN Stock Materials | 000000003250052 | MCB;230/400V;1P;10A;50Hz; | ZM0325 | BH | PRE-MEMORY | 0 | 0 | 0 | 0 | 1003 | HAR-Alat Ukur
7400 | UIW Sulselrabar | 7428 | PLN UP3 Makassar Selatan | 2180 | Gd Ar Mksar Sltn | ZST1 | PLN Stock Materials | 000000003250052 | MCB;230/400V;1P;10A;50Hz; | ZM0325 | BH | NORMAL | 1086 | 0 | 0 | 0 | 1003 | HAR-Alat Ukur
7400 | UIW Sulselrabar | 7428 | PLN UP3 Makassar Selatan | 2180 | Gd Ar Mksar Sltn | ZST1 | PLN Stock Materials | 000000003250054 | MCB;230/400V;1P;16A;50Hz; | ZM0325 | BH | PRE-MEMORY | 0 | 0 | 0 | 0 | 1003 | HAR-Alat Ukur
7400 | UIW Sulselrabar | 7428 | PLN UP3 Makassar Selatan | 2180 | Gd Ar Mksar Sltn | ZST1 | PLN Stock Materials | 000000003250054 | MCB;230/400V;1P;16A;50Hz; | ZM0325 | BH | NORMAL | 210 | 0 | 0 | 0 | 1003 | HAR-Alat Ukur
7400 | UIW Sulselrabar | 7428 | PLN UP3 Makassar Selatan | 2180 | Gd Ar Mksar Sltn | ZST1 | PLN Stock Materials | 000000003250056 | MCB;230/400V;1P;20A;50Hz; | ZM0325 | BH | PRE-MEMORY | 0 | 0 | 0 | 0 | 1003 | HAR-Alat Ukur
7400 | UIW Sulselrabar | 7428 | PLN UP3 Makassar Selatan | 2180 | Gd Ar Mksar Sltn | ZST1 | PLN Stock Materials | 000000003250056 | MCB;230/400V;1P;20A;50Hz; | ZM0325 | BH | NORMAL | 134 | 0 | 0 | 0 | 1003 | HAR-Alat Ukur
7400 | UIW Sulselrabar | 7428 | PLN UP3 Makassar Selatan | 2180 | Gd Ar Mksar Sltn | ZST1 | PLN Stock Materials | 000000003250058 | MCB;230/400V;1P;25A;50Hz; | ZM0325 | BH | PRE-MEMORY | 0 | 0 | 0 | 0 | 1003 | HAR-Alat Ukur
7400 | UIW Sulselrabar | 7428 | PLN UP3 Makassar Selatan | 2180 | Gd Ar Mksar Sltn | ZST1 | PLN Stock Materials | 000000003250058 | MCB;230/400V;1P;25A;50Hz; | ZM0325 | BH | NORMAL | 541 | 0 | 0 | 0 | 1003 | HAR-Alat Ukur
7400 | UIW Sulselrabar | 7428 | PLN UP3 Makassar Selatan | 2180 | Gd Ar Mksar Sltn | ZST1 | PLN Stock Materials | 000000003250059 | MCB;230/400V;1P;35A;50Hz; | ZM0325 | BH | PRE-MEMORY | 0 | 0 | 0 | 0 | 1003 | HAR-Alat Ukur
7400 | UIW Sulselrabar | 7428 | PLN UP3 Makassar Selatan | 2180 | Gd Ar Mksar Sltn | ZST1 | PLN Stock Materials | 000000003250059 | MCB;230/400V;1P;35A;50Hz; | ZM0325 | BH | NORMAL | 0 | 0 | 0 | 0 | 1003 | HAR-Alat Ukur
7400 | UIW Sulselrabar | 7428 | PLN UP3 Makassar Selatan | 2180 | Gd Ar Mksar Sltn | ZST1 | PLN Stock Materials | 000000003250060 | MCB;230/400V;1P;50A;50Hz; | ZM0325 | BH | PRE-MEMORY | 0 | 0 | 0 | 0 | 1003 | HAR-Alat Ukur
7400 | UIW Sulselrabar | 7428 | PLN UP3 Makassar Selatan | 2180 | Gd Ar Mksar Sltn | ZST1 | PLN Stock Materials | 000000003250060 | MCB;230/400V;1P;50A;50Hz; | ZM0325 | BH | NORMAL | 515 | 0 | 0 | 0 | 1003 | HAR-Alat Ukur
7400 | UIW Sulselrabar | 7428 | PLN UP3 Makassar Selatan | 2180 | Gd Ar Mksar Sltn | ZST1 | PLN Stock Materials | 000000003250061 | MCB;230/400V;1P;63A;50Hz; | ZM0325 | BH | NORMAL | 0 | 0 | 0 | 0 | 1003 | HAR-Alat Ukur
7400 | UIW Sulselrabar | 7428 | PLN UP3 Makassar Selatan | 2180 | Gd Ar Mksar Sltn | ZST1 | PLN Stock Materials | 000000003250063 | MCB;380/440V;3P;100A;50HZ;MCCB | ZM0325 | BH | PRE-MEMORY | 0 | 0 | 0 | 0 | 1003 | HAR-Alat Ukur
7400 | UIW Sulselrabar | 7428 | PLN UP3 Makassar Selatan | 2180 | Gd Ar Mksar Sltn | ZST1 | PLN Stock Materials | 000000003250063 | MCB;380/440V;3P;100A;50HZ;MCCB | ZM0325 | BH | NORMAL | 43 | 0 | 0 | 0 | 1003 | HAR-Alat Ukur
7400 | UIW Sulselrabar | 7428 | PLN UP3 Makassar Selatan | 2180 | Gd Ar Mksar Sltn | ZST1 | PLN Stock Materials | 000000003250064 | MCB;380/440V;3P;125A;50HZ;MCCB | ZM0325 | BH | PRE-MEMORY | 0 | 0 | 0 | 0 | 1003 | HAR-Alat Ukur
7400 | UIW Sulselrabar | 7428 | PLN UP3 Makassar Selatan | 2180 | Gd Ar Mksar Sltn | ZST1 | PLN Stock Materials | 000000003250064 | MCB;380/440V;3P;125A;50HZ;MCCB | ZM0325 | BH | NORMAL | 39 | 0 | 0 | 0 | 1003 | HAR-Alat Ukur
7400 | UIW Sulselrabar | 7428 | PLN UP3 Makassar Selatan | 2180 | Gd Ar Mksar Sltn | ZST1 | PLN Stock Materials | 000000003250065 | MCB;380/440V;3P;250A;50HZ;MCCB | ZM0325 | BH | PRE-MEMORY | 0 | 0 | 0 | 0 | 1003 | HAR-Alat Ukur
7400 | UIW Sulselrabar | 7428 | PLN UP3 Makassar Selatan | 2180 | Gd Ar Mksar Sltn | ZST1 | PLN Stock Materials | 000000003250065 | MCB;380/440V;3P;250A;50HZ;MCCB | ZM0325 | BH | NORMAL | 0 | 0 | 0 | 0 | 1003 | HAR-Alat Ukur
7400 | UIW Sulselrabar | 7428 | PLN UP3 Makassar Selatan | 2180 | Gd Ar Mksar Sltn | ZST1 | PLN Stock Materials | 000000003250076 | MCB;230/400V;3P;200A;50Hz;MCCB | ZM0325 | BH | PRE-MEMORY | 0 | 0 | 0 | 0 | 1003 | HAR-Alat Ukur
7400 | UIW Sulselrabar | 7428 | PLN UP3 Makassar Selatan | 2180 | Gd Ar Mksar Sltn | ZST1 | PLN Stock Materials | 000000003250076 | MCB;230/400V;3P;200A;50Hz;MCCB | ZM0325 | BH | NORMAL | 20 | 0 | 0 | 0 | 1003 | HAR-Alat Ukur
7400 | UIW Sulselrabar | 7428 | PLN UP3 Makassar Selatan | 2180 | Gd Ar Mksar Sltn | ZST1 | PLN Stock Materials | 000000003250077 | MCB;230/400V;3P;225A;50Hz;MCCB | ZM0325 | BH | PRE-MEMORY | 0 | 0 | 0 | 0 | 1003 | HAR-Alat Ukur
7400 | UIW Sulselrabar | 7428 | PLN UP3 Makassar Selatan | 2180 | Gd Ar Mksar Sltn | ZST1 | PLN Stock Materials | 000000003250077 | MCB;230/400V;3P;225A;50Hz;MCCB | ZM0325 | BH | NORMAL | 25 | 0 | 0 | 0 | 1003 | HAR-Alat Ukur
7400 | UIW Sulselrabar | 7428 | PLN UP3 Makassar Selatan | 2180 | Gd Ar Mksar Sltn | ZST1 | PLN Stock Materials | 000000003250078 | MCB;230/400V;3P;250A;50Hz;MCCB | ZM0325 | BH | NORMAL | 0 | 0 | 0 | 0 | 1003 | HAR-Alat Ukur
7400 | UIW Sulselrabar | 7428 | PLN UP3 Makassar Selatan | 2180 | Gd Ar Mksar Sltn | ZST1 | PLN Stock Materials | 000000003250097 | MCB;230/400V;3P;10A;50Hz; | ZM0325 | BH | PRE-MEMORY | 0 | 0 | 0 | 0 | 1003 | HAR-Alat Ukur
7400 | UIW Sulselrabar | 7428 | PLN UP3 Makassar Selatan | 2180 | Gd Ar Mksar Sltn | ZST1 | PLN Stock Materials | 000000003250097 | MCB;230/400V;3P;10A;50Hz; | ZM0325 | BH | NORMAL | 743 | 4 | 0 | 0 | 1003 | HAR-Alat Ukur
7400 | UIW Sulselrabar | 7428 | PLN UP3 Makassar Selatan | 2180 | Gd Ar Mksar Sltn | ZST1 | PLN Stock Materials | 000000003250099 | MCB;230/400V;3P;16A;50Hz; | ZM0325 | BH | PRE-MEMORY | 0 | 0 | 0 | 0 | 1003 | HAR-Alat Ukur
7400 | UIW Sulselrabar | 7428 | PLN UP3 Makassar Selatan | 2180 | Gd Ar Mksar Sltn | ZST1 | PLN Stock Materials | 000000003250099 | MCB;230/400V;3P;16A;50Hz; | ZM0325 | BH | NORMAL | 114 | 0 | 0 | 0 | 1003 | HAR-Alat Ukur
7400 | UIW Sulselrabar | 7428 | PLN UP3 Makassar Selatan | 2180 | Gd Ar Mksar Sltn | ZST1 | PLN Stock Materials | 000000003250100 | MCB;230/400V;3P;20A;50Hz; | ZM0325 | BH | PRE-MEMORY | 0 | 0 | 0 | 0 | 1003 | HAR-Alat Ukur
7400 | UIW Sulselrabar | 7428 | PLN UP3 Makassar Selatan | 2180 | Gd Ar Mksar Sltn | ZST1 | PLN Stock Materials | 000000003250100 | MCB;230/400V;3P;20A;50Hz; | ZM0325 | BH | NORMAL | 607 | 0 | 0 | 0 | 1003 | HAR-Alat Ukur
7400 | UIW Sulselrabar | 7428 | PLN UP3 Makassar Selatan | 2180 | Gd Ar Mksar Sltn | ZST1 | PLN Stock Materials | 000000003250102 | MCB;230/400V;3P;25A;50Hz; | ZM0325 | BH | PRE-MEMORY | 0 | 0 | 0 | 0 | 1003 | HAR-Alat Ukur
7400 | UIW Sulselrabar | 7428 | PLN UP3 Makassar Selatan | 2180 | Gd Ar Mksar Sltn | ZST1 | PLN Stock Materials | 000000003250102 | MCB;230/400V;3P;25A;50Hz; | ZM0325 | BH | NORMAL | 241 | 0 | 0 | 0 | 1003 | HAR-Alat Ukur
7400 | UIW Sulselrabar | 7428 | PLN UP3 Makassar Selatan | 2180 | Gd Ar Mksar Sltn | ZST1 | PLN Stock Materials | 000000003250103 | MCB;230/400V;3P;35A;50Hz; | ZM0325 | BH | PRE-MEMORY | 0 | 0 | 0 | 0 | 1003 | HAR-Alat Ukur
7400 | UIW Sulselrabar | 7428 | PLN UP3 Makassar Selatan | 2180 | Gd Ar Mksar Sltn | ZST1 | PLN Stock Materials | 000000003250103 | MCB;230/400V;3P;35A;50Hz; | ZM0325 | BH | NORMAL | 101 | 0 | 0 | 0 | 1003 | HAR-Alat Ukur
7400 | UIW Sulselrabar | 7428 | PLN UP3 Makassar Selatan | 2180 | Gd Ar Mksar Sltn | ZST1 | PLN Stock Materials | 000000003250104 | MCB;230/400V;3P;50A;50Hz; | ZM0325 | BH | PRE-MEMORY | 0 | 0 | 0 | 0 | 1003 | HAR-Alat Ukur
7400 | UIW Sulselrabar | 7428 | PLN UP3 Makassar Selatan | 2180 | Gd Ar Mksar Sltn | ZST1 | PLN Stock Materials | 000000003250104 | MCB;230/400V;3P;50A;50Hz; | ZM0325 | BH | NORMAL | 0 | 0 | 0 | 0 | 1003 | HAR-Alat Ukur
7400 | UIW Sulselrabar | 7428 | PLN UP3 Makassar Selatan | 2180 | Gd Ar Mksar Sltn | ZST1 | PLN Stock Materials | 000000003250123 | MCB;380/440V;3P;32A;50Hz; | ZM0325 | BH | NORMAL | 0 | 0 | 0 | 0 | 1003 | HAR-Alat Ukur
7400 | UIW Sulselrabar | 7428 | PLN UP3 Makassar Selatan | 2180 | Gd Ar Mksar Sltn | ZST1 | PLN Stock Materials | 000000003250124 | MCB;380/440V;3P;40A;50Hz; | ZM0325 | BH | NORMAL | 0 | 0 | 0 | 0 | 1003 | HAR-Alat Ukur
7400 | UIW Sulselrabar | 7428 | PLN UP3 Makassar Selatan | 2180 | Gd Ar Mksar Sltn | ZST1 | PLN Stock Materials | 000000003250139 | MCB;380/440V;3P;20A;50Hz; | ZM0325 | BH | NORMAL | 0 | 0 | 0 | 0 | 1003 | HAR-Alat Ukur
7400 | UIW Sulselrabar | 7428 | PLN UP3 Makassar Selatan | 2180 | Gd Ar Mksar Sltn | ZST1 | PLN Stock Materials | 000000003250289 | MCB;230/400V;3P;25A;50HZ;MCCB+SHUNTTRIP | ZM0325 | BH | NORMAL | 0 | 0 | 0 | 0 | 1003 | HAR-Alat Ukur
7400 | UIW Sulselrabar | 7428 | PLN UP3 Makassar Selatan | 2180 | Gd Ar Mksar Sltn | ZST1 | PLN Stock Materials | 000000003250290 | MCB;230/400V;3P;35A;50HZ;MCCB+SHUNTTRIP | ZM0325 | BH | NORMAL | 0 | 0 | 0 | 0 | 1003 | HAR-Alat Ukur
7400 | UIW Sulselrabar | 7428 | PLN UP3 Makassar Selatan | 2180 | Gd Ar Mksar Sltn | ZST1 | PLN Stock Materials | 000000003250291 | MCB;230/400V;3P;50A;50HZ;MCCB+SHUNTTRIP | ZM0325 | BH | NORMAL | 0 | 0 | 0 | 0 | 1003 | HAR-Alat Ukur
7400 | UIW Sulselrabar | 7428 | PLN UP3 Makassar Selatan | 2180 | Gd Ar Mksar Sltn | ZST1 | PLN Stock Materials | 000000003250292 | MCB;230/400V;3P;63A;50HZ;MCCB+SHUNTTRIP | ZM0325 | BH | NORMAL | 0 | 0 | 0 | 0 | 1003 | HAR-Alat Ukur
7400 | UIW Sulselrabar | 7428 | PLN UP3 Makassar Selatan | 2180 | Gd Ar Mksar Sltn | ZST1 | PLN Stock Materials | 000000003250299 | MCB;230/415V;3P;300A;50Hz;MCCB+SHUNTTRIP | ZM0325 | BH | NORMAL | 0 | 0 | 0 | 0 | 1003 | HAR-Alat Ukur
7400 | UIW Sulselrabar | 7428 | PLN UP3 Makassar Selatan | 2180 | Gd Ar Mksar Sltn | ZST1 | PLN Stock Materials | 000000003250300 | MCB;230/415V;3P;80A;50Hz;MCCB+SHUNTTRIP | ZM0325 | BH | NORMAL | 0 | 0 | 0 | 0 | 1003 | HAR-Alat Ukur
7400 | UIW Sulselrabar | 7428 | PLN UP3 Makassar Selatan | 2180 | Gd Ar Mksar Sltn | ZST1 | PLN Stock Materials | 000000003250301 | MCB;230/415V;3P;100A;50Hz;MCCB+SHUNTTRIP | ZM0325 | BH | NORMAL | 1 | 0 | 0 | 0 | 1003 | HAR-Alat Ukur
7400 | UIW Sulselrabar | 7428 | PLN UP3 Makassar Selatan | 2180 | Gd Ar Mksar Sltn | ZST1 | PLN Stock Materials | 000000003250302 | MCB;230/415V;3P;125A;50Hz;MCCB+SHUNTTRIP | ZM0325 | BH | NORMAL | 0 | 0 | 0 | 0 | 1003 | HAR-Alat Ukur
7400 | UIW Sulselrabar | 7428 | PLN UP3 Makassar Selatan | 2180 | Gd Ar Mksar Sltn | ZST1 | PLN Stock Materials | 000000003250303 | MCB;230/415V;3P;160A;50Hz;MCCB+SHUNTTRIP | ZM0325 | BH | NORMAL | 0 | 0 | 0 | 0 | 1003 | HAR-Alat Ukur
7400 | UIW Sulselrabar | 7428 | PLN UP3 Makassar Selatan | 2180 | Gd Ar Mksar Sltn | ZST1 | PLN Stock Materials | 000000003250313 | MCB;230/400V;3P;20A;50HZ;MCCB+SHUNTTRIP | ZM0325 | BH | NORMAL | 0 | 0 | 0 | 0 | 1003 | HAR-Alat Ukur
7400 | UIW Sulselrabar | 7428 | PLN UP3 Makassar Selatan | 2180 | Gd Ar Mksar Sltn | ZST1 | PLN Stock Materials | 000000003250314 | MCB;230/400V;3P;16A;50HZ;MCCB+SHUNTTRIP | ZM0325 | BH | NORMAL | 0 | 0 | 0 | 0 | 1003 | HAR-Alat Ukur
7400 | UIW Sulselrabar | 7428 | PLN UP3 Makassar Selatan | 2180 | Gd Ar Mksar Sltn | ZST1 | PLN Stock Materials | 000000003260006 | LVSB;DIST;3P;380V;1200A;6LINE;ID | ZM0326 | SET | NORMAL | 0 | 0 | 0 | 0 | 1001 | HAR-Switchgear&Jaringan
7400 | UIW Sulselrabar | 7428 | PLN UP3 Makassar Selatan | 2180 | Gd Ar Mksar Sltn | ZST1 | PLN Stock Materials | 000000003260007 | LVSB;DIST;3P;380V;1200A;8LINE;ID | ZM0326 | SET | NORMAL | 0 | 0 | 0 | 0 | 1001 | HAR-Switchgear&Jaringan
7400 | UIW Sulselrabar | 7428 | PLN UP3 Makassar Selatan | 2180 | Gd Ar Mksar Sltn | ZST1 | PLN Stock Materials | 000000003260018 | LVSB;DIST;3P;380V;630A;4LINE;OD | ZM0326 | SET | PRE-MEMORY | 0 | 0 | 0 | 0 | 1001 | HAR-Switchgear&Jaringan
7400 | UIW Sulselrabar | 7428 | PLN UP3 Makassar Selatan | 2180 | Gd Ar Mksar Sltn | ZST1 | PLN Stock Materials | 000000003260018 | LVSB;DIST;3P;380V;630A;4LINE;OD | ZM0326 | SET | NORMAL | 0 | 0 | 0 | 0 | 1001 | HAR-Switchgear&Jaringan
7400 | UIW Sulselrabar | 7428 | PLN UP3 Makassar Selatan | 2180 | Gd Ar Mksar Sltn | ZST1 | PLN Stock Materials | 000000003260024 | LVSB;DIST;3P;380V;400A;2LINE;OD | ZM0326 | SET | NORMAL | 0 | 0 | 0 | 0 | 1001 | HAR-Switchgear&Jaringan
7400 | UIW Sulselrabar | 7428 | PLN UP3 Makassar Selatan | 2180 | Gd Ar Mksar Sltn | ZST1 | PLN Stock Materials | 000000003260027 | LVSB;DIST;3P;380V;250A;2LINE;OD | ZM0326 | U | PRE-MEMORY | 0 | 0 | 0 | 0 | 1001 | HAR-Switchgear&Jaringan
7400 | UIW Sulselrabar | 7428 | PLN UP3 Makassar Selatan | 2180 | Gd Ar Mksar Sltn | ZST1 | PLN Stock Materials | 000000003260027 | LVSB;DIST;3P;380V;250A;2LINE;OD | ZM0326 | U | NORMAL | 0 | 0 | 0 | 0 | 1001 | HAR-Switchgear&Jaringan
7400 | UIW Sulselrabar | 7428 | PLN UP3 Makassar Selatan | 2180 | Gd Ar Mksar Sltn | ZST1 | PLN Stock Materials | 000000003260036 | LVSB;DIST;3P;380V;400A;4LINE;OD | ZM0326 | SET | NORMAL | 0 | 0 | 0 | 0 | 1001 | HAR-Switchgear&Jaringan
7400 | UIW Sulselrabar | 7428 | PLN UP3 Makassar Selatan | 2180 | Gd Ar Mksar Sltn | ZST1 | PLN Stock Materials | 000000003260133 | LVSB;DIST;3P;380V;250A;4LINE;OD | ZM0326 | SET | NORMAL | 0 | 0 | 0 | 0 | 1001 | HAR-Switchgear&Jaringan
7400 | UIW Sulselrabar | 7428 | PLN UP3 Makassar Selatan | 2180 | Gd Ar Mksar Sltn | ZST1 | PLN Stock Materials | 000000003260157 | LVSB;DIST;1P;380V;250A;2LINE;OD | ZM0326 | SET | PRE-MEMORY | 0 | 0 | 0 | 0 | 1001 | HAR-Switchgear&Jaringan
7400 | UIW Sulselrabar | 7428 | PLN UP3 Makassar Selatan | 2180 | Gd Ar Mksar Sltn | ZST1 | PLN Stock Materials | 000000003260157 | LVSB;DIST;1P;380V;250A;2LINE;OD | ZM0326 | SET | NORMAL | 0 | 0 | 0 | 0 | 1001 | HAR-Switchgear&Jaringan
7400 | UIW Sulselrabar | 7428 | PLN UP3 Makassar Selatan | 2180 | Gd Ar Mksar Sltn | ZST1 | PLN Stock Materials | 000000003260161 | LVSB;DIST;3P;400V;250A;2LINE;OD | ZM0326 | SET | PRE-MEMORY | 0 | 0 | 0 | 0 | 1001 | HAR-Switchgear&Jaringan
7400 | UIW Sulselrabar | 7428 | PLN UP3 Makassar Selatan | 2180 | Gd Ar Mksar Sltn | ZST1 | PLN Stock Materials | 000000003260161 | LVSB;DIST;3P;400V;250A;2LINE;OD | ZM0326 | SET | NORMAL | 1 | 0 | 0 | 0 | 1001 | HAR-Switchgear&Jaringan
7400 | UIW Sulselrabar | 7428 | PLN UP3 Makassar Selatan | 2180 | Gd Ar Mksar Sltn | ZST1 | PLN Stock Materials | 000000003260226 | LVSB;DIST;3P;400V;630A;4LINE;OD | ZM0326 | SET | NORMAL | 0 | 0 | 0 | 0 | 1001 | HAR-Switchgear&Jaringan
7400 | UIW Sulselrabar | 7428 | PLN UP3 Makassar Selatan | 2180 | Gd Ar Mksar Sltn | ZST1 | PLN Stock Materials | 000000003260236 | LVSB;DIST;3P;400V;250A+MCCB;2LINE;OD | ZM0326 | SET | NORMAL | 0 | 0 | 0 | 0 | 1001 | HAR-Switchgear&Jaringan
7400 | UIW Sulselrabar | 7428 | PLN UP3 Makassar Selatan | 2180 | Gd Ar Mksar Sltn | ZST1 | PLN Stock Materials | 000000003260237 | LVSB;DIST;3P;400V;400A;2LINE;OD | ZM0326 | SET | NORMAL | 0 | 0 | 0 | 0 | 1001 | HAR-Switchgear&Jaringan
7400 | UIW Sulselrabar | 7428 | PLN UP3 Makassar Selatan | 2180 | Gd Ar Mksar Sltn | ZST1 | PLN Stock Materials | 000000003260238 | LVSB;DIST;3P;400V;400A;4LINE;OD | ZM0326 | SET | NORMAL | 1 | 0 | 0 | 0 | 1001 | HAR-Switchgear&Jaringan
7400 | UIW Sulselrabar | 7428 | PLN UP3 Makassar Selatan | 2180 | Gd Ar Mksar Sltn | ZST1 | PLN Stock Materials | 000000003260255 | LVSB;ATS;3P;380V;250A;OD TIPE KONTAKTOR | ZM0326 | SET | NORMAL | 0 | 0 | 0 | 0 | 1001 | HAR-Switchgear&Jaringan
7400 | UIW Sulselrabar | 7428 | PLN UP3 Makassar Selatan | 2180 | Gd Ar Mksar Sltn | ZST1 | PLN Stock Materials | 000000003270029 | LVSB ACC;FUSE HOLDER 400A | ZM0327 | BH | PRE-MEMORY | 0 | 0 | 0 | 0 | 1001 | HAR-Switchgear&Jaringan
7400 | UIW Sulselrabar | 7428 | PLN UP3 Makassar Selatan | 2180 | Gd Ar Mksar Sltn | ZST1 | PLN Stock Materials | 000000003270029 | LVSB ACC;FUSE HOLDER 400A | ZM0327 | BH | NORMAL | 863 | 0 | 0 | 0 | 1001 | HAR-Switchgear&Jaringan
7400 | UIW Sulselrabar | 7428 | PLN UP3 Makassar Selatan | 2180 | Gd Ar Mksar Sltn | ZST1 | PLN Stock Materials | 000000003270049 | LVSB ACC;TIME SWITCH MEC 100-220V 16A | ZM0327 | BH | NORMAL | 0 | 0 | 0 | 0 | 1001 | HAR-Switchgear&Jaringan
7400 | UIW Sulselrabar | 7428 | PLN UP3 Makassar Selatan | 2180 | Gd Ar Mksar Sltn | ZST1 | PLN Stock Materials | 000000003270052 | LVSB ACC;FUSE HOLDER 380V 100A | ZM0327 | BH | NORMAL | 0 | 0 | 0 | 0 | 1001 | HAR-Switchgear&Jaringan
7400 | UIW Sulselrabar | 7428 | PLN UP3 Makassar Selatan | 2180 | Gd Ar Mksar Sltn | ZST1 | PLN Stock Materials | 000000003270063 | LVSB ACC;FUSE HOLDER 250A | ZM0327 | BH | PRE-MEMORY | 0 | 0 | 0 | 0 | 1001 | HAR-Switchgear&Jaringan
7400 | UIW Sulselrabar | 7428 | PLN UP3 Makassar Selatan | 2180 | Gd Ar Mksar Sltn | ZST1 | PLN Stock Materials | 000000003270063 | LVSB ACC;FUSE HOLDER 250A | ZM0327 | BH | NORMAL | 1913 | 0 | 0 | 0 | 1001 | HAR-Switchgear&Jaringan
7400 | UIW Sulselrabar | 7428 | PLN UP3 Makassar Selatan | 2180 | Gd Ar Mksar Sltn | ZST1 | PLN Stock Materials | 000000003270093 | LVSB ACC;FUSE HOLDER 63A | ZM0327 | BH | NORMAL | 0 | 0 | 0 | 0 | 1001 | HAR-Switchgear&Jaringan
7400 | UIW Sulselrabar | 7428 | PLN UP3 Makassar Selatan | 2180 | Gd Ar Mksar Sltn | ZST1 | PLN Stock Materials | 000000003270132 | LVSB ACC;FUSE HOLDER 160A 2P;HRC;6-40A;0 | ZM0327 | BH | NORMAL | 0 | 0 | 0 | 0 | 1001 | HAR-Switchgear&Jaringan
7400 | UIW Sulselrabar | 7428 | PLN UP3 Makassar Selatan | 2180 | Gd Ar Mksar Sltn | ZST1 | PLN Stock Materials | 000000003270133 | LVSB ACC;FUSE HOLDER 160A 2P;HRC;6-63A;0 | ZM0327 | BH | NORMAL | 0 | 0 | 0 | 0 | 1001 | HAR-Switchgear&Jaringan
7400 | UIW Sulselrabar | 7428 | PLN UP3 Makassar Selatan | 2180 | Gd Ar Mksar Sltn | ZST1 | PLN Stock Materials | 000000003270134 | LVSB ACC;FUSE HOLDER 160A 3P;HRC;6-40A;0 | ZM0327 | BH | NORMAL | 0 | 0 | 0 | 0 | 1001 | HAR-Switchgear&Jaringan
7400 | UIW Sulselrabar | 7428 | PLN UP3 Makassar Selatan | 2180 | Gd Ar Mksar Sltn | ZST1 | PLN Stock Materials | 000000003270170 | LVSB ACC;FUSE HOLDER 630A | ZM0327 | BH | PRE-MEMORY | 0 | 0 | 0 | 0 | 1001 | HAR-Switchgear&Jaringan
7400 | UIW Sulselrabar | 7428 | PLN UP3 Makassar Selatan | 2180 | Gd Ar Mksar Sltn | ZST1 | PLN Stock Materials | 000000003270170 | LVSB ACC;FUSE HOLDER 630A | ZM0327 | BH | NORMAL | 985 | 0 | 0 | 0 | 1001 | HAR-Switchgear&Jaringan
7400 | UIW Sulselrabar | 7428 | PLN UP3 Makassar Selatan | 2180 | Gd Ar Mksar Sltn | ZST1 | PLN Stock Materials | 000000003280001 | CONN;;H;AL;150-170/150-70mm2;PRS | ZM0328 | BH | HAPUS | 0 | 0 | 0 | 0 | 1021 | HAR-Material Utk Dihapus
7400 | UIW Sulselrabar | 7428 | PLN UP3 Makassar Selatan | 2180 | Gd Ar Mksar Sltn | ZST1 | PLN Stock Materials | 000000003280002 | CONN;;H;AL;35-70mm2;PRS | ZM0328 | BH | NORMAL | 0 | 0 | 0 | 0 | 1001 | HAR-Switchgear&Jaringan
7400 | UIW Sulselrabar | 7428 | PLN UP3 Makassar Selatan | 2180 | Gd Ar Mksar Sltn | ZST1 | PLN Stock Materials | 000000003280002 | CONN;;H;AL;35-70mm2;PRS | ZM0328 | BH | HAPUS | 0 | 0 | 0 | 0 | 1021 | HAR-Material Utk Dihapus
7400 | UIW Sulselrabar | 7428 | PLN UP3 Makassar Selatan | 2180 | Gd Ar Mksar Sltn | ZST1 | PLN Stock Materials | 000000003280010 | CONN;;PG W TO W;AL;D35.75-35.75mm2;BOLT | ZM0328 | BH | PRE-MEMORY | 0 | 0 | 0 | 0 | 1001 | HAR-Switchgear&Jaringan
7400 | UIW Sulselrabar | 7428 | PLN UP3 Makassar Selatan | 2180 | Gd Ar Mksar Sltn | ZST1 | PLN Stock Materials | 000000003280010 | CONN;;PG W TO W;AL;D35.75-35.75mm2;BOLT | ZM0328 | BH | NORMAL | 185 | 0 | 0 | 0 | 1001 | HAR-Switchgear&Jaringan
7400 | UIW Sulselrabar | 7428 | PLN UP3 Makassar Selatan | 2180 | Gd Ar Mksar Sltn | ZST1 | PLN Stock Materials | 000000003280039 | CONN;;PG;CU;6-50mm2; | ZM0328 | BH | NORMAL | 0 | 0 | 0 | 0 | 1001 | HAR-Switchgear&Jaringan
7400 | UIW Sulselrabar | 7428 | PLN UP3 Makassar Selatan | 2180 | Gd Ar Mksar Sltn | ZST1 | PLN Stock Materials | 000000003280068 | CONN;1kV;;AL;35-70/35-70mm2;PRS HS;WP | ZM0328 | BH | NORMAL | 0 | 0 | 0 | 0 | 1001 | HAR-Switchgear&Jaringan
7400 | UIW Sulselrabar | 7428 | PLN UP3 Makassar Selatan | 2180 | Gd Ar Mksar Sltn | ZST1 | PLN Stock Materials | 000000003280073 | CONN;1kV;;AL;6-35/35-70mm2;PRS HS;WP | ZM0328 | BH | NORMAL | 0 | 0 | 0 | 0 | 1001 | HAR-Switchgear&Jaringan
7400 | UIW Sulselrabar | 7428 | PLN UP3 Makassar Selatan | 2180 | Gd Ar Mksar Sltn | ZST1 | PLN Stock Materials | 000000003280087 | CONN;1kV;PIER;AL;6-25/35-70mm2;BOLT;WP | ZM0328 | BH | NORMAL | 0 | 0 | 0 | 0 | 1001 | HAR-Switchgear&Jaringan
7400 | UIW Sulselrabar | 7428 | PLN UP3 Makassar Selatan | 2180 | Gd Ar Mksar Sltn | ZST1 | PLN Stock Materials | 000000003280090 | CONN;1kV;PIER;AL;6-35/6-35mm2;BOLT;WP | ZM0328 | BH | NORMAL | 0 | 0 | 0 | 0 | 1001 | HAR-Switchgear&Jaringan
7400 | UIW Sulselrabar | 7428 | PLN UP3 Makassar Selatan | 2180 | Gd Ar Mksar Sltn | ZST1 | PLN Stock Materials | 000000003280095 | CONN;20kV;H;AL;50-70mm2;PRS; | ZM0328 | BH | PRE-MEMORY | 0 | 0 | 0 | 0 | 1001 | HAR-Switchgear&Jaringan
7400 | UIW Sulselrabar | 7428 | PLN UP3 Makassar Selatan | 2180 | Gd Ar Mksar Sltn | ZST1 | PLN Stock Materials | 000000003280095 | CONN;20kV;H;AL;50-70mm2;PRS; | ZM0328 | BH | NORMAL | 0 | 0 | 0 | 0 | 1001 | HAR-Switchgear&Jaringan
7400 | UIW Sulselrabar | 7428 | PLN UP3 Makassar Selatan | 2180 | Gd Ar Mksar Sltn | ZST1 | PLN Stock Materials | 000000003280129 | CONN;20KV;LLC;AL;70-150mm2; BOLT | ZM0328 | BH | NORMAL | 0 | 0 | 0 | 0 | 1001 | HAR-Switchgear&Jaringan
7400 | UIW Sulselrabar | 7428 | PLN UP3 Makassar Selatan | 2180 | Gd Ar Mksar Sltn | ZST1 | PLN Stock Materials | 000000003280134 | CONN;20kV;CIRCLE;AL;70-150mm2;PRS; | ZM0328 | BH | PRE-MEMORY | 0 | 0 | 0 | 0 | 1001 | HAR-Switchgear&Jaringan
7400 | UIW Sulselrabar | 7428 | PLN UP3 Makassar Selatan | 2180 | Gd Ar Mksar Sltn | ZST1 | PLN Stock Materials | 000000003280139 | CONN;20kV;H;AL;70-70/70-70mm2;PRS; | ZM0328 | BH | PRE-MEMORY | 0 | 0 | 0 | 0 | 1001 | HAR-Switchgear&Jaringan
7400 | UIW Sulselrabar | 7428 | PLN UP3 Makassar Selatan | 2180 | Gd Ar Mksar Sltn | ZST1 | PLN Stock Materials | 000000003280139 | CONN;20kV;H;AL;70-70/70-70mm2;PRS; | ZM0328 | BH | NORMAL | 0 | 0 | 0 | 0 | 1001 | HAR-Switchgear&Jaringan
7400 | UIW Sulselrabar | 7428 | PLN UP3 Makassar Selatan | 2180 | Gd Ar Mksar Sltn | ZST1 | PLN Stock Materials | 000000003280148 | CONN;20kV;H;AL;240-240mm2;PRS; | ZM0328 | BH | NORMAL | 0 | 0 | 0 | 0 | 1001 | HAR-Switchgear&Jaringan
7400 | UIW Sulselrabar | 7428 | PLN UP3 Makassar Selatan | 2180 | Gd Ar Mksar Sltn | ZST1 | PLN Stock Materials | 000000003280151 | CONN;20kV;H;AL;35-70/35-70mm2;PRS; | ZM0328 | BH | NORMAL | 0 | 0 | 0 | 0 | 1001 | HAR-Switchgear&Jaringan
7400 | UIW Sulselrabar | 7428 | PLN UP3 Makassar Selatan | 2180 | Gd Ar Mksar Sltn | ZST1 | PLN Stock Materials | 000000003280162 | CONN;20kV;H;AL;35-70mm2;PRS; | ZM0328 | BH | PRE-MEMORY | 0 | 0 | 0 | 0 | 1001 | HAR-Switchgear&Jaringan
7400 | UIW Sulselrabar | 7428 | PLN UP3 Makassar Selatan | 2180 | Gd Ar Mksar Sltn | ZST1 | PLN Stock Materials | 000000003280162 | CONN;20kV;H;AL;35-70mm2;PRS; | ZM0328 | BH | NORMAL | 0 | 0 | 0 | 0 | 1001 | HAR-Switchgear&Jaringan
7400 | UIW Sulselrabar | 7428 | PLN UP3 Makassar Selatan | 2180 | Gd Ar Mksar Sltn | ZST1 | PLN Stock Materials | 000000003280168 | CONN;20kV;LLC;AL;150mm2;BOLT; | ZM0328 | BH | NORMAL | 0 | 0 | 0 | 0 | 1001 | HAR-Switchgear&Jaringan
7400 | UIW Sulselrabar | 7428 | PLN UP3 Makassar Selatan | 2180 | Gd Ar Mksar Sltn | ZST1 | PLN Stock Materials | 000000003280169 | CONN;20kV;LLC;AL;240mm2;BOLT; | ZM0328 | BH | NORMAL | 0 | 0 | 0 | 0 | 1001 | HAR-Switchgear&Jaringan
7400 | UIW Sulselrabar | 7428 | PLN UP3 Makassar Selatan | 2180 | Gd Ar Mksar Sltn | ZST1 | PLN Stock Materials | 000000003280185 | CONN;20kV;H;AL;150-150mm2;PRS; | ZM0328 | BH | PRE-MEMORY | 0 | 0 | 0 | 0 | 1001 | HAR-Switchgear&Jaringan
7400 | UIW Sulselrabar | 7428 | PLN UP3 Makassar Selatan | 2180 | Gd Ar Mksar Sltn | ZST1 | PLN Stock Materials | 000000003280185 | CONN;20kV;H;AL;150-150mm2;PRS; | ZM0328 | BH | NORMAL | 0 | 0 | 0 | 0 | 1001 | HAR-Switchgear&Jaringan
7400 | UIW Sulselrabar | 7428 | PLN UP3 Makassar Selatan | 2180 | Gd Ar Mksar Sltn | ZST1 | PLN Stock Materials | 000000003280242 | CONN;1kV;PIER;AL;35-70/35-70mm2;BOLT; | ZM0328 | BH | NORMAL | 0 | 0 | 0 | 0 | 1001 | HAR-Switchgear&Jaringan
7400 | UIW Sulselrabar | 7428 | PLN UP3 Makassar Selatan | 2180 | Gd Ar Mksar Sltn | ZST1 | PLN Stock Materials | 000000003280245 | CONN;20kV;H;AL;150-240/150-240mm2;PRS; | ZM0328 | BH | NORMAL | 0 | 0 | 0 | 0 | 1001 | HAR-Switchgear&Jaringan
7400 | UIW Sulselrabar | 7428 | PLN UP3 Makassar Selatan | 2180 | Gd Ar Mksar Sltn | ZST1 | PLN Stock Materials | 000000003280253 | CONN;20kV;H;AL;70-150mm2;PRS; | ZM0328 | BH | PRE-MEMORY | 0 | 0 | 0 | 0 | 1001 | HAR-Switchgear&Jaringan
7400 | UIW Sulselrabar | 7428 | PLN UP3 Makassar Selatan | 2180 | Gd Ar Mksar Sltn | ZST1 | PLN Stock Materials | 000000003280253 | CONN;20kV;H;AL;70-150mm2;PRS; | ZM0328 | BH | NORMAL | 0 | 0 | 0 | 0 | 1001 | HAR-Switchgear&Jaringan
7400 | UIW Sulselrabar | 7428 | PLN UP3 Makassar Selatan | 2180 | Gd Ar Mksar Sltn | ZST1 | PLN Stock Materials | 000000003280260 | CONN;;CCO;;150-240/150-240mm2;; | ZM0328 | BH | NORMAL | 0 | 0 | 0 | 0 | 1001 | HAR-Switchgear&Jaringan
7400 | UIW Sulselrabar | 7428 | PLN UP3 Makassar Selatan | 2180 | Gd Ar Mksar Sltn | ZST1 | PLN Stock Materials | 000000003280266 | CONN;;H;AL;150-240mm2;; | ZM0328 | BH | NORMAL | 0 | 0 | 0 | 0 | 1001 | HAR-Switchgear&Jaringan
7400 | UIW Sulselrabar | 7428 | PLN UP3 Makassar Selatan | 2180 | Gd Ar Mksar Sltn | ZST1 | PLN Stock Materials | 000000003280281 | CONN;1kV;CCO;AL;10-16/10-16mm2;PRS; | ZM0328 | BH | NORMAL | 0 | 0 | 0 | 0 | 1001 | HAR-Switchgear&Jaringan
7400 | UIW Sulselrabar | 7428 | PLN UP3 Makassar Selatan | 2180 | Gd Ar Mksar Sltn | ZST1 | PLN Stock Materials | 000000003280297 | CONN;1kV;CCO;AL;70-70/70-70mm2;PRS; | ZM0328 | BH | NORMAL | 0 | 0 | 0 | 0 | 1001 | HAR-Switchgear&Jaringan
7400 | UIW Sulselrabar | 7428 | PLN UP3 Makassar Selatan | 2180 | Gd Ar Mksar Sltn | ZST1 | PLN Stock Materials | 000000003280304 | CONN;1kV;CCOA;AL;35-70mm2;PRS; | ZM0328 | BH | NORMAL | 0 | 0 | 0 | 0 | 1001 | HAR-Switchgear&Jaringan
7400 | UIW Sulselrabar | 7428 | PLN UP3 Makassar Selatan | 2180 | Gd Ar Mksar Sltn | ZST1 | PLN Stock Materials | 000000003280305 | CONN;1kV;CCOA;AL;35mm2;PRS; | ZM0328 | BH | NORMAL | 0 | 0 | 0 | 0 | 1001 | HAR-Switchgear&Jaringan
7400 | UIW Sulselrabar | 7428 | PLN UP3 Makassar Selatan | 2180 | Gd Ar Mksar Sltn | ZST1 | PLN Stock Materials | 000000003280317 | CONN;;H;AL;10-16/25-35mm2;PRS | ZM0328 | BH | NORMAL | 0 | 0 | 0 | 0 | 1001 | HAR-Switchgear&Jaringan
7400 | UIW Sulselrabar | 7428 | PLN UP3 Makassar Selatan | 2180 | Gd Ar Mksar Sltn | ZST1 | PLN Stock Materials | 000000003280324 | CONN;1kV;;AL;10-16/23-35mm2;PRS HS;WP | ZM0328 | BH | NORMAL | 0 | 0 | 0 | 0 | 1001 | HAR-Switchgear&Jaringan
7400 | UIW Sulselrabar | 7428 | PLN UP3 Makassar Selatan | 2180 | Gd Ar Mksar Sltn | ZST1 | PLN Stock Materials | 000000003280334 | CONN;1kV;PG;AL-CU;6-35mm2;BOLT; | ZM0328 | BH | NORMAL | 0 | 0 | 0 | 0 | 1001 | HAR-Switchgear&Jaringan
7400 | UIW Sulselrabar | 7428 | PLN UP3 Makassar Selatan | 2180 | Gd Ar Mksar Sltn | ZST1 | PLN Stock Materials | 000000003280337 | CONN;1kV;PIER;AL;6-25/35-70mm2;2BOLT;WP | ZM0328 | BH | PRE-MEMORY | 0 | 0 | 0 | 0 | 1001 | HAR-Switchgear&Jaringan
7400 | UIW Sulselrabar | 7428 | PLN UP3 Makassar Selatan | 2180 | Gd Ar Mksar Sltn | ZST1 | PLN Stock Materials | 000000003280337 | CONN;1kV;PIER;AL;6-25/35-70mm2;2BOLT;WP | ZM0328 | BH | NORMAL | 2414 | 0 | 0 | 0 | 1001 | HAR-Switchgear&Jaringan
7400 | UIW Sulselrabar | 7428 | PLN UP3 Makassar Selatan | 2180 | Gd Ar Mksar Sltn | ZST1 | PLN Stock Materials | 000000003280355 | CONN;20KV;LLC;AL;150-240mm2;BOLT | ZM0328 | BH | NORMAL | 0 | 0 | 0 | 0 | 1001 | HAR-Switchgear&Jaringan
7400 | UIW Sulselrabar | 7428 | PLN UP3 Makassar Selatan | 2180 | Gd Ar Mksar Sltn | ZST1 | PLN Stock Materials | 000000003280362 | CONN;20kV;CCO;AL;70-70mm2;PRS; | ZM0328 | BH | NORMAL | 0 | 0 | 0 | 0 | 1001 | HAR-Switchgear&Jaringan
7400 | UIW Sulselrabar | 7428 | PLN UP3 Makassar Selatan | 2180 | Gd Ar Mksar Sltn | ZST1 | PLN Stock Materials | 000000003280384 | CONN;20kV;CCO;AL;70-150mm2;PRS | ZM0328 | BH | NORMAL | 0 | 0 | 0 | 0 | 1001 | HAR-Switchgear&Jaringan
7400 | UIW Sulselrabar | 7428 | PLN UP3 Makassar Selatan | 2180 | Gd Ar Mksar Sltn | ZST1 | PLN Stock Materials | 000000003280421 | CONN;20KV;LLC;AL;95-150MM2;BOLT; | ZM0328 | BH | NORMAL | 0 | 0 | 0 | 0 | 1001 | HAR-Switchgear&Jaringan
7400 | UIW Sulselrabar | 7428 | PLN UP3 Makassar Selatan | 2180 | Gd Ar Mksar Sltn | ZST1 | PLN Stock Materials | 000000003280446 | CONN;20KV;LLC;;35-70MM2;BOLT | ZM0328 | BH | NORMAL | 0 | 0 | 0 | 0 | 1001 | HAR-Switchgear&Jaringan
7400 | UIW Sulselrabar | 7428 | PLN UP3 Makassar Selatan | 2180 | Gd Ar Mksar Sltn | ZST1 | PLN Stock Materials | 000000003280466 | CONN;20KV;CCO;AL;150-150MM2;PRS; | ZM0328 | BH | NORMAL | 0 | 0 | 0 | 0 | 1001 | HAR-Switchgear&Jaringan
7400 | UIW Sulselrabar | 7428 | PLN UP3 Makassar Selatan | 2180 | Gd Ar Mksar Sltn | ZST1 | PLN Stock Materials | 000000004010015 | BATTERY;DRY;LITHIUM;PLASTIC;; | ZM0401 | BH | NORMAL | 0 | 0 | 0 | 0 | 1005 | HAR-Persediaan Umum
7400 | UIW Sulselrabar | 7428 | PLN UP3 Makassar Selatan | 2180 | Gd Ar Mksar Sltn | ZST1 | PLN Stock Materials | 000000004070016 | UPS;220V;160-250VAC;1P;2000VA | ZM0407 | BH | NORMAL | 0 | 0 | 0 | 0 | 1005 | HAR-Persediaan Umum
7400 | UIW Sulselrabar | 7428 | PLN UP3 Makassar Selatan | 2180 | Gd Ar Mksar Sltn | ZST1 | PLN Stock Materials | 000000004070040 | UPS;220V;220VAC;1P;6000VA; | ZM0407 | U | NORMAL | 0 | 0 | 0 | 0 | 1005 | HAR-Persediaan Umum
7400 | UIW Sulselrabar | 7428 | PLN UP3 Makassar Selatan | 2180 | Gd Ar Mksar Sltn | ZST1 | PLN Stock Materials | 000000004070046 | UPS;380;380;3P;100KVA;MOBILE | ZM0407 | SET | NORMAL | 0 | 0 | 0 | 0 | 1005 | HAR-Persediaan Umum
7400 | UIW Sulselrabar | 7428 | PLN UP3 Makassar Selatan | 2180 | Gd Ar Mksar Sltn | ZST1 | PLN Stock Materials | 000000004070048 | UPS;380;380;3P;40KVA;MOBILE | ZM0407 | SET | NORMAL | 0 | 0 | 0 | 0 | 1005 | HAR-Persediaan Umum
7400 | UIW Sulselrabar | 7428 | PLN UP3 Makassar Selatan | 2180 | Gd Ar Mksar Sltn | ZST1 | PLN Stock Materials | 000000004080031 | GENSET;100KW;400V;;50HZ;;1000RPM | ZM0408 | U | NORMAL | 0 | 0 | 0 | 0 | 1005 | HAR-Persediaan Umum
7400 | UIW Sulselrabar | 7428 | PLN UP3 Makassar Selatan | 2180 | Gd Ar Mksar Sltn | ZST1 | PLN Stock Materials | 000000004080033 | GENSET;100KVA;380V;3P;50HZ;MBL;1500RPM | ZM0408 | SET | NORMAL | 0 | 0 | 0 | 0 | 1005 | HAR-Persediaan Umum
7400 | UIW Sulselrabar | 7428 | PLN UP3 Makassar Selatan | 2180 | Gd Ar Mksar Sltn | ZST1 | PLN Stock Materials | 000000004080036 | GENSET;40KW;380V;3P;50Hz;PORT;1500RPM | ZM0408 | SET | NORMAL | 0 | 0 | 0 | 0 | 1005 | HAR-Persediaan Umum
7400 | UIW Sulselrabar | 7428 | PLN UP3 Makassar Selatan | 2180 | Gd Ar Mksar Sltn | ZST1 | PLN Stock Materials | 000000004080084 | GENSET;250kVA;231/400V;3P;MOBILE;1500RPM | ZM0408 | U | NORMAL | 0 | 0 | 0 | 0 | 1005 | HAR-Persediaan Umum
7400 | UIW Sulselrabar | 7428 | PLN UP3 Makassar Selatan | 2180 | Gd Ar Mksar Sltn | ZST1 | PLN Stock Materials | 000000004090001 | GENSET ACC;STARTING SWITCH | ZM0409 | BH | NORMAL | 0 | 0 | 0 | 0 | 1005 | HAR-Persediaan Umum
7400 | UIW Sulselrabar | 7428 | PLN UP3 Makassar Selatan | 2180 | Gd Ar Mksar Sltn | ZST1 | PLN Stock Materials | 000000004090021 | GENSET ACC;BREATHER ELEMENT | ZM0409 | BH | NORMAL | 0 | 0 | 0 | 0 | 1005 | HAR-Persediaan Umum
7400 | UIW Sulselrabar | 7428 | PLN UP3 Makassar Selatan | 2180 | Gd Ar Mksar Sltn | ZST1 | PLN Stock Materials | 000000004090026 | GENSET;250 KW;380V;3P;50HZ;MOB;1500RPM | ZM0409 | SET | NORMAL | 0 | 0 | 0 | 0 | 1005 | HAR-Persediaan Umum
7400 | UIW Sulselrabar | 7428 | PLN UP3 Makassar Selatan | 2180 | Gd Ar Mksar Sltn | ZST1 | PLN Stock Materials | 000000004120002 | BOX;APP I NCBL;ST PLATE 1.4;320X150X36mm | ZM0412 | BH | NORMAL | 0 | 0 | 0 | 0 | 1003 | HAR-Alat Ukur
7400 | UIW Sulselrabar | 7428 | PLN UP3 Makassar Selatan | 2180 | Gd Ar Mksar Sltn | ZST1 | PLN Stock Materials | 000000004120003 | BOX;APP POLE;ST PLATE; | ZM0412 | BH | NORMAL | 0 | 0 | 0 | 0 | 1003 | HAR-Alat Ukur
7400 | UIW Sulselrabar | 7428 | PLN UP3 Makassar Selatan | 2180 | Gd Ar Mksar Sltn | ZST1 | PLN Stock Materials | 000000004120005 | BOX;APPVI NCBL;ST PLATE; | ZM0412 | BH | NORMAL | 3 | 0 | 0 | 0 | 1003 | HAR-Alat Ukur
7400 | UIW Sulselrabar | 7428 | PLN UP3 Makassar Selatan | 2180 | Gd Ar Mksar Sltn | ZST1 | PLN Stock Materials | 000000004120015 | BOX;GD SUSUN;ST PLATE 3mm;221X136X366cm | ZM0412 | U | NORMAL | 0 | 0 | 0 | 0 | 1005 | HAR-Persediaan Umum
7400 | UIW Sulselrabar | 7428 | PLN UP3 Makassar Selatan | 2180 | Gd Ar Mksar Sltn | ZST1 | PLN Stock Materials | 000000004120017 | BOX;kWh PJU;ST PLATE; | ZM0412 | BH | NORMAL | 0 | 0 | 0 | 0 | 1003 | HAR-Alat Ukur
7400 | UIW Sulselrabar | 7428 | PLN UP3 Makassar Selatan | 2180 | Gd Ar Mksar Sltn | ZST1 | PLN Stock Materials | 000000004120019 | BOX;kWh;ST PLATE 2mm;660X300X1250mm | ZM0412 | BH | NORMAL | 0 | 0 | 0 | 0 | 1003 | HAR-Alat Ukur
7400 | UIW Sulselrabar | 7428 | PLN UP3 Makassar Selatan | 2180 | Gd Ar Mksar Sltn | ZST1 | PLN Stock Materials | 000000004120046 | BOX;SMART BOX U/KWH MTR E;STEEL; | ZM0412 | BH | NORMAL | 0 | 0 | 0 | 0 | 1003 | HAR-Alat Ukur
7400 | UIW Sulselrabar | 7428 | PLN UP3 Makassar Selatan | 2180 | Gd Ar Mksar Sltn | ZST1 | PLN Stock Materials | 000000004120049 | BOX;APPIII;ST PLATE 2mm; | ZM0412 | BH | PRE-MEMORY | 0 | 0 | 0 | 0 | 1003 | HAR-Alat Ukur
7400 | UIW Sulselrabar | 7428 | PLN UP3 Makassar Selatan | 2180 | Gd Ar Mksar Sltn | ZST1 | PLN Stock Materials | 000000004120049 | BOX;APPIII;ST PLATE 2mm; | ZM0412 | BH | NORMAL | 0 | 0 | 0 | 0 | 1003 | HAR-Alat Ukur
7400 | UIW Sulselrabar | 7428 | PLN UP3 Makassar Selatan | 2180 | Gd Ar Mksar Sltn | ZST1 | PLN Stock Materials | 000000004120054 | BOX;APPVI TR;ST PLATE 2mm; | ZM0412 | BH | NORMAL | 0 | 0 | 0 | 0 | 1003 | HAR-Alat Ukur
7400 | UIW Sulselrabar | 7428 | PLN UP3 Makassar Selatan | 2180 | Gd Ar Mksar Sltn | ZST1 | PLN Stock Materials | 000000004120101 | BOX;MER TRIP MODEM MCCB CT TR 41,5KVA EN | ZM0412 | SET | NORMAL | 0 | 0 | 0 | 0 | 1003 | HAR-Alat Ukur
7400 | UIW Sulselrabar | 7428 | PLN UP3 Makassar Selatan | 2180 | Gd Ar Mksar Sltn | ZST1 | PLN Stock Materials | 000000004120102 | BOX;MER TRIP MODEM MCCB CT TR 53KVA | ZM0412 | SET | NORMAL | 0 | 0 | 0 | 0 | 1003 | HAR-Alat Ukur
7400 | UIW Sulselrabar | 7428 | PLN UP3 Makassar Selatan | 2180 | Gd Ar Mksar Sltn | ZST1 | PLN Stock Materials | 000000004120103 | BOX;MER TRIP MODEM MCCB CT TR 66KVA | ZM0412 | SET | NORMAL | 0 | 0 | 0 | 0 | 1003 | HAR-Alat Ukur
7400 | UIW Sulselrabar | 7428 | PLN UP3 Makassar Selatan | 2180 | Gd Ar Mksar Sltn | ZST1 | PLN Stock Materials | 000000004120104 | BOX;MER TRIP MODEM MCCB CT TR 82,5KVA | ZM0412 | SET | NORMAL | 0 | 0 | 0 | 0 | 1003 | HAR-Alat Ukur
7400 | UIW Sulselrabar | 7428 | PLN UP3 Makassar Selatan | 2180 | Gd Ar Mksar Sltn | ZST1 | PLN Stock Materials | 000000004120105 | BOX;MER TRIP MODEM MCCB CT TR 105KVA | ZM0412 | SET | NORMAL | 0 | 0 | 0 | 0 | 1003 | HAR-Alat Ukur
7400 | UIW Sulselrabar | 7428 | PLN UP3 Makassar Selatan | 2180 | Gd Ar Mksar Sltn | ZST1 | PLN Stock Materials | 000000004120106 | BOX;MER TRIP MODEM MCCB CT TR 131KVA | ZM0412 | SET | NORMAL | 0 | 0 | 0 | 0 | 1003 | HAR-Alat Ukur
7400 | UIW Sulselrabar | 7428 | PLN UP3 Makassar Selatan | 2180 | Gd Ar Mksar Sltn | ZST1 | PLN Stock Materials | 000000004120107 | BOX;MER TRIP MODEM MCCB CT TR 147KVA | ZM0412 | SET | NORMAL | 0 | 0 | 0 | 0 | 1003 | HAR-Alat Ukur
7400 | UIW Sulselrabar | 7428 | PLN UP3 Makassar Selatan | 2180 | Gd Ar Mksar Sltn | ZST1 | PLN Stock Materials | 000000004120108 | BOX;MER TRIP MODEM MCCB CT TR 164KVA | ZM0412 | SET | NORMAL | 0 | 0 | 0 | 0 | 1003 | HAR-Alat Ukur
7400 | UIW Sulselrabar | 7428 | PLN UP3 Makassar Selatan | 2180 | Gd Ar Mksar Sltn | ZST1 | PLN Stock Materials | 000000004120109 | BOX;MER TRIP MODEM MCCB CT TR 197KVA | ZM0412 | SET | NORMAL | 0 | 0 | 0 | 0 | 1003 | HAR-Alat Ukur
7400 | UIW Sulselrabar | 7428 | PLN UP3 Makassar Selatan | 2180 | Gd Ar Mksar Sltn | ZST1 | PLN Stock Materials | 000000004120118 | BOX;AMR 41.5KVA MCB ST PLAT 1.2MM | ZM0412 | BH | NORMAL | 0 | 0 | 0 | 0 | 1003 | HAR-Alat Ukur
7400 | UIW Sulselrabar | 7428 | PLN UP3 Makassar Selatan | 2180 | Gd Ar Mksar Sltn | ZST1 | PLN Stock Materials | 000000004120121 | BOX;MER TRIP MODEM MCCB CT TR 23KVA | ZM0412 | SET | NORMAL | 0 | 0 | 0 | 0 | 1003 | HAR-Alat Ukur
7400 | UIW Sulselrabar | 7428 | PLN UP3 Makassar Selatan | 2180 | Gd Ar Mksar Sltn | ZST1 | PLN Stock Materials | 000000004120122 | BOX;MER TRIP MODEM MCCB CT TR 33KVA | ZM0412 | SET | NORMAL | 0 | 0 | 0 | 0 | 1003 | HAR-Alat Ukur
7400 | UIW Sulselrabar | 7428 | PLN UP3 Makassar Selatan | 2180 | Gd Ar Mksar Sltn | ZST1 | PLN Stock Materials | 000000004120184 | BOX;AMR 240KVA 400A;PLATE2mm;108X55X60cm | ZM0412 | BH | NORMAL | 0 | 0 | 0 | 0 | 1003 | HAR-Alat Ukur
7400 | UIW Sulselrabar | 7428 | PLN UP3 Makassar Selatan | 2180 | Gd Ar Mksar Sltn | ZST1 | PLN Stock Materials | 000000004120185 | BOX;AMR 240KVA 400A;PLATE2mm;112X55X47cm | ZM0412 | BH | NORMAL | 0 | 0 | 0 | 0 | 1003 | HAR-Alat Ukur
7400 | UIW Sulselrabar | 7428 | PLN UP3 Makassar Selatan | 2180 | Gd Ar Mksar Sltn | ZST1 | PLN Stock Materials | 000000004120187 | BOX;AMR 329KVA 630A;PLATE2mm;112X55X47cm | ZM0412 | BH | NORMAL | 0 | 0 | 0 | 0 | 1003 | HAR-Alat Ukur
7400 | UIW Sulselrabar | 7428 | PLN UP3 Makassar Selatan | 2180 | Gd Ar Mksar Sltn | ZST1 | PLN Stock Materials | 000000004120194 | BOX;APPIII MCB 25A;PLAT2mm;420X200X644mm | ZM0412 | SET | NORMAL | 0 | 0 | 0 | 0 | 1003 | HAR-Alat Ukur
7400 | UIW Sulselrabar | 7428 | PLN UP3 Makassar Selatan | 2180 | Gd Ar Mksar Sltn | ZST1 | PLN Stock Materials | 000000004120196 | BOX;APPIII MCB 50A;PLAT2mm;420X200X644mm | ZM0412 | SET | NORMAL | 5 | 0 | 0 | 0 | 1003 | HAR-Alat Ukur
7400 | UIW Sulselrabar | 7428 | PLN UP3 Makassar Selatan | 2180 | Gd Ar Mksar Sltn | ZST1 | PLN Stock Materials | 000000004120222 | BOX;APPIII MCB 10A;PLAT2MM;420X200X644MM | ZM0412 | SET | NORMAL | 0 | 0 | 0 | 0 | 1003 | HAR-Alat Ukur
7400 | UIW Sulselrabar | 7428 | PLN UP3 Makassar Selatan | 2180 | Gd Ar Mksar Sltn | ZST1 | PLN Stock Materials | 000000004120223 | BOX;APPIII MCB 16A;PLAT2MM;420X200X644MM | ZM0412 | SET | NORMAL | 0 | 0 | 0 | 0 | 1003 | HAR-Alat Ukur
7400 | UIW Sulselrabar | 7428 | PLN UP3 Makassar Selatan | 2180 | Gd Ar Mksar Sltn | ZST1 | PLN Stock Materials | 000000004120242 | BOX;APP;TM | ZM0412 | BH | NORMAL | 0 | 0 | 0 | 0 | 1005 | HAR-Persediaan Umum
7400 | UIW Sulselrabar | 7428 | PLN UP3 Makassar Selatan | 2180 | Gd Ar Mksar Sltn | ZST1 | PLN Stock Materials | 000000004120262 | BOX;kWH TRPSAT 12;ST PLAT;600X200X1420mm | ZM0412 | U | NORMAL | 6 | 0 | 0 | 0 | 1005 | HAR-Persediaan Umum
7400 | UIW Sulselrabar | 7428 | PLN UP3 Makassar Selatan | 2180 | Gd Ar Mksar Sltn | ZST1 | PLN Stock Materials | 000000004120263 | BOX;kWH TRPSAT 9;ST PLAT;600X200X1220mm | ZM0412 | U | NORMAL | 1 | 0 | 0 | 0 | 1005 | HAR-Persediaan Umum
7400 | UIW Sulselrabar | 7428 | PLN UP3 Makassar Selatan | 2180 | Gd Ar Mksar Sltn | ZST1 | PLN Stock Materials | 000000004120284 | BOX;AMR COMBO;82,5KVA;+Shunt-Trip | ZM0412 | U | NORMAL | 2 | 0 | 0 | 0 | 1003 | HAR-Alat Ukur
7400 | UIW Sulselrabar | 7428 | PLN UP3 Makassar Selatan | 2180 | Gd Ar Mksar Sltn | ZST1 | PLN Stock Materials | 000000004120285 | BOX;AMR COMBO;105KVA;+Shunt-Trip | ZM0412 | U | NORMAL | 2 | 0 | 0 | 0 | 1003 | HAR-Alat Ukur
7400 | UIW Sulselrabar | 7428 | PLN UP3 Makassar Selatan | 2180 | Gd Ar Mksar Sltn | ZST1 | PLN Stock Materials | 000000004120286 | BOX;AMR COMBO;131KVA;+Shunt-Trip | ZM0412 | U | NORMAL | 2 | 0 | 0 | 0 | 1003 | HAR-Alat Ukur
7400 | UIW Sulselrabar | 7428 | PLN UP3 Makassar Selatan | 2180 | Gd Ar Mksar Sltn | ZST1 | PLN Stock Materials | 000000004120287 | BOX;AMR COMBO;164KVA;+Shunt-Trip | ZM0412 | U | NORMAL | 2 | 0 | 0 | 0 | 1003 | HAR-Alat Ukur
7400 | UIW Sulselrabar | 7428 | PLN UP3 Makassar Selatan | 2180 | Gd Ar Mksar Sltn | ZST1 | PLN Stock Materials | 000000004120288 | BOX;AMR COMBO;197KVA;+Shunt-Trip | ZM0412 | U | NORMAL | 3 | 0 | 0 | 0 | 1003 | HAR-Alat Ukur
7400 | UIW Sulselrabar | 7428 | PLN UP3 Makassar Selatan | 2180 | Gd Ar Mksar Sltn | ZST1 | PLN Stock Materials | 000000004120289 | BOX;AMR COMBO;147KVA;+Shunt-Trip | ZM0412 | U | NORMAL | 0 | 0 | 0 | 0 | 1003 | HAR-Alat Ukur
7400 | UIW Sulselrabar | 7428 | PLN UP3 Makassar Selatan | 2180 | Gd Ar Mksar Sltn | ZST1 | PLN Stock Materials | 000000004120305 | BOX;APPIII MCB 25A;STPLATE;645X400X200MM | ZM0412 | BH | NORMAL | 0 | 0 | 0 | 0 | 1003 | HAR-Alat Ukur
7400 | UIW Sulselrabar | 7428 | PLN UP3 Makassar Selatan | 2180 | Gd Ar Mksar Sltn | ZST1 | PLN Stock Materials | 000000004120306 | BOX;APPIII MCB 35A;STPLATE;645X400X200MM | ZM0412 | BH | NORMAL | 0 | 0 | 0 | 0 | 1003 | HAR-Alat Ukur
7400 | UIW Sulselrabar | 7428 | PLN UP3 Makassar Selatan | 2180 | Gd Ar Mksar Sltn | ZST1 | PLN Stock Materials | 000000004120307 | BOX;APPIII MCB 50A;STPLATE;645X400X200MM | ZM0412 | BH | NORMAL | 0 | 0 | 0 | 0 | 1003 | HAR-Alat Ukur
7400 | UIW Sulselrabar | 7428 | PLN UP3 Makassar Selatan | 2180 | Gd Ar Mksar Sltn | ZST1 | PLN Stock Materials | 000000004120308 | BOX;APPIII MCB 63A;STPLATE;840X330X170MM | ZM0412 | BH | NORMAL | 0 | 0 | 0 | 0 | 1003 | HAR-Alat Ukur
7400 | UIW Sulselrabar | 7428 | PLN UP3 Makassar Selatan | 2180 | Gd Ar Mksar Sltn | ZST1 | PLN Stock Materials | 000000004120318 | BOX;PANEL STANDSPLU;PLAT2MM;1500X520X520 | ZM0412 | SET | NORMAL | 1 | 0 | 0 | 0 | 1005 | HAR-Persediaan Umum
7400 | UIW Sulselrabar | 7428 | PLN UP3 Makassar Selatan | 2180 | Gd Ar Mksar Sltn | ZST1 | PLN Stock Materials | 000000004120319 | BOX;PANEL HOOK SPLU;PLT1.5MM;500X560X350 | ZM0412 | SET | NORMAL | 0 | 0 | 0 | 0 | 1005 | HAR-Persediaan Umum
7400 | UIW Sulselrabar | 7428 | PLN UP3 Makassar Selatan | 2180 | Gd Ar Mksar Sltn | ZST1 | PLN Stock Materials | 000000004120320 | BOX;AMR COMBO;53KVA;+SHUNT-TRIP | ZM0412 | BH | NORMAL | 3 | 0 | 0 | 0 | 1003 | HAR-Alat Ukur
7400 | UIW Sulselrabar | 7428 | PLN UP3 Makassar Selatan | 2180 | Gd Ar Mksar Sltn | ZST1 | PLN Stock Materials | 000000004120321 | BOX;AMR COMBO;66KVA;+SHUNT-TRIP | ZM0412 | BH | NORMAL | 3 | 0 | 0 | 0 | 1003 | HAR-Alat Ukur
7400 | UIW Sulselrabar | 7428 | PLN UP3 Makassar Selatan | 2180 | Gd Ar Mksar Sltn | ZST1 | PLN Stock Materials | 000000004120325 | BOX;PANEL HOOK SPLU;PLAT 1.6MM; | ZM0412 | BH | NORMAL | 8 | 0 | 0 | 0 | 1005 | HAR-Persediaan Umum
7400 | UIW Sulselrabar | 7428 | PLN UP3 Makassar Selatan | 2180 | Gd Ar Mksar Sltn | ZST1 | PLN Stock Materials | 000000004120330 | BOX;APPIII;6.6 KVA;+MCB | ZM0412 | BH | NORMAL | 0 | 0 | 0 | 0 | 1003 | HAR-Alat Ukur
7400 | UIW Sulselrabar | 7428 | PLN UP3 Makassar Selatan | 2180 | Gd Ar Mksar Sltn | ZST1 | PLN Stock Materials | 000000004120331 | BOX;APPIII;10.5KVA;+MCB | ZM0412 | BH | NORMAL | 0 | 0 | 0 | 0 | 1003 | HAR-Alat Ukur
7400 | UIW Sulselrabar | 7428 | PLN UP3 Makassar Selatan | 2180 | Gd Ar Mksar Sltn | ZST1 | PLN Stock Materials | 000000004120332 | BOX;APPIII;13.2KVA;+MCB | ZM0412 | BH | NORMAL | 0 | 0 | 0 | 0 | 1003 | HAR-Alat Ukur
7400 | UIW Sulselrabar | 7428 | PLN UP3 Makassar Selatan | 2180 | Gd Ar Mksar Sltn | ZST1 | PLN Stock Materials | 000000004120333 | BOX;APPIII;16.5KVA;+MCB | ZM0412 | BH | NORMAL | 0 | 0 | 0 | 0 | 1003 | HAR-Alat Ukur
7400 | UIW Sulselrabar | 7428 | PLN UP3 Makassar Selatan | 2180 | Gd Ar Mksar Sltn | ZST1 | PLN Stock Materials | 000000004120348 | BOX;APP;PLATE 2MM;1175X450X270 | ZM0412 | BH | NORMAL | 0 | 0 | 0 | 0 | 1003 | HAR-Alat Ukur
7400 | UIW Sulselrabar | 7428 | PLN UP3 Makassar Selatan | 2180 | Gd Ar Mksar Sltn | ZST1 | PLN Stock Materials | 000000004120377 | BOX;GD MENARA;PLATE 3.2MM;1815X1815X4880 | ZM0412 | U | NORMAL | 0 | 0 | 0 | 0 | 1005 | HAR-Persediaan Umum
7400 | UIW Sulselrabar | 7428 | PLN UP3 Makassar Selatan | 2180 | Gd Ar Mksar Sltn | ZST1 | PLN Stock Materials | 000000004120395 | BOX;APPMCCB16ASTRIP;ST1.2;645X400X200MM | ZM0412 | BH | NORMAL | 0 | 0 | 0 | 0 | 1003 | HAR-Alat Ukur
7400 | UIW Sulselrabar | 7428 | PLN UP3 Makassar Selatan | 2180 | Gd Ar Mksar Sltn | ZST1 | PLN Stock Materials | 000000004120402 | BOX;PANEL WALL SPLU;PLT1.2MM;420X300X105 | ZM0412 | SET | NORMAL | 10 | 0 | 0 | 0 | 1003 | HAR-Alat Ukur
7400 | UIW Sulselrabar | 7428 | PLN UP3 Makassar Selatan | 2180 | Gd Ar Mksar Sltn | ZST1 | PLN Stock Materials | 000000004120427 | BOX;EVCHARGING SPLU;PLAT2MM;1620X330X310 | ZM0412 | SET | NORMAL | 0 | 0 | 0 | 0 | 1005 | HAR-Persediaan Umum
7400 | UIW Sulselrabar | 7428 | PLN UP3 Makassar Selatan | 2180 | Gd Ar Mksar Sltn | ZST1 | PLN Stock Materials | 000000004120463 | BOX;KWH PJU MANDIRI;ST PLATE 2MM; | ZM0412 | SET | NORMAL | 35 | 0 | 0 | 0 | 1003 | HAR-Alat Ukur
7400 | UIW Sulselrabar | 7428 | PLN UP3 Makassar Selatan | 2180 | Gd Ar Mksar Sltn | ZST1 | PLN Stock Materials | 000000004130023 | BOX ACC;AMR PANEL PLATFORM | ZM0413 | BH | NORMAL | 0 | 0 | 0 | 0 | 1003 | HAR-Alat Ukur
7400 | UIW Sulselrabar | 7428 | PLN UP3 Makassar Selatan | 2180 | Gd Ar Mksar Sltn | ZST1 | PLN Stock Materials | 000000004130039 | BOX ACC;KEYPAD SPLU TYPE HOOK | ZM0413 | BH | NORMAL | 0 | 0 | 0 | 0 | 1005 | HAR-Persediaan Umum
7400 | UIW Sulselrabar | 7428 | PLN UP3 Makassar Selatan | 2180 | Gd Ar Mksar Sltn | ZST1 | PLN Stock Materials | 000000004150032 | PANEL ACC;STOPER TERMINAL | ZM0415 | BH | NORMAL | 0 | 0 | 0 | 0 | 1005 | HAR-Persediaan Umum
7400 | UIW Sulselrabar | 7428 | PLN UP3 Makassar Selatan | 2180 | Gd Ar Mksar Sltn | ZST1 | PLN Stock Materials | 000000004150039 | PANEL ACC;TERMINAL BLOCK 10mm2 | ZM0415 | BH | NORMAL | 0 | 0 | 0 | 0 | 1005 | HAR-Persediaan Umum
7400 | UIW Sulselrabar | 7428 | PLN UP3 Makassar Selatan | 2180 | Gd Ar Mksar Sltn | ZST1 | PLN Stock Materials | 000000004150062 | PANEL ACC;MAIN SWITCH 400V 400A 3P | ZM0415 | BH | NORMAL | 0 | 0 | 0 | 0 | 1005 | HAR-Persediaan Umum
7400 | UIW Sulselrabar | 7428 | PLN UP3 Makassar Selatan | 2180 | Gd Ar Mksar Sltn | ZST1 | PLN Stock Materials | 000000004150070 | PANEL ACC;FUSE CARRIER | ZM0415 | BH | NORMAL | 0 | 0 | 0 | 0 | 1005 | HAR-Persediaan Umum
7400 | UIW Sulselrabar | 7428 | PLN UP3 Makassar Selatan | 2180 | Gd Ar Mksar Sltn | ZST1 | PLN Stock Materials | 000000004150077 | PANEL ACC;MAIN SWITCH 400V 3P 800A | ZM0415 | BH | NORMAL | 0 | 0 | 0 | 0 | 1005 | HAR-Persediaan Umum
7400 | UIW Sulselrabar | 7428 | PLN UP3 Makassar Selatan | 2180 | Gd Ar Mksar Sltn | ZST1 | PLN Stock Materials | 000000004150105 | PANEL ACC;AUTOMATIC TRANSFER SWITCH 630A | ZM0415 | U | NORMAL | 0 | 0 | 0 | 0 | 1005 | HAR-Persediaan Umum
7400 | UIW Sulselrabar | 7428 | PLN UP3 Makassar Selatan | 2180 | Gd Ar Mksar Sltn | ZST1 | PLN Stock Materials | 000000004150131 | PANEL ACC;TERMINAL BLOCK 2.5mm2 | ZM0415 | BH | NORMAL | 0 | 0 | 0 | 0 | 1005 | HAR-Persediaan Umum
7400 | UIW Sulselrabar | 7428 | PLN UP3 Makassar Selatan | 2180 | Gd Ar Mksar Sltn | ZST1 | PLN Stock Materials | 000000004160015 | CABLE CTRL;NYAF;1X4mm2;0.6/1kV;OH | ZM0416 | M | NORMAL | 0 | 0 | 0 | 0 | 1002 | HAR-Kabel
7400 | UIW Sulselrabar | 7428 | PLN UP3 Makassar Selatan | 2180 | Gd Ar Mksar Sltn | ZST1 | PLN Stock Materials | 000000004160016 | CABLE CTRL;NYAF;1X6mm2;0.6/1kV;OH | ZM0416 | M | PRE-MEMORY | 0 | 0 | 0 | 0 | 1002 | HAR-Kabel
7400 | UIW Sulselrabar | 7428 | PLN UP3 Makassar Selatan | 2180 | Gd Ar Mksar Sltn | ZST1 | PLN Stock Materials | 000000004160016 | CABLE CTRL;NYAF;1X6mm2;0.6/1kV;OH | ZM0416 | M | NORMAL | 0 | 0 | 0 | 0 | 1002 | HAR-Kabel
7400 | UIW Sulselrabar | 7428 | PLN UP3 Makassar Selatan | 2180 | Gd Ar Mksar Sltn | ZST1 | PLN Stock Materials | 000000004160036 | CABLE CTRL;NYMHY;4X2.5mm2;0.6/1kV;OH | ZM0416 | M | NORMAL | 0 | 0 | 0 | 0 | 1002 | HAR-Kabel
7400 | UIW Sulselrabar | 7428 | PLN UP3 Makassar Selatan | 2180 | Gd Ar Mksar Sltn | ZST1 | PLN Stock Materials | 000000004160040 | CABLE CTRL;NYY;2X6mm2;0.6/1kV;OH | ZM0416 | M | NORMAL | 0 | 0 | 0 | 0 | 1002 | HAR-Kabel
7400 | UIW Sulselrabar | 7428 | PLN UP3 Makassar Selatan | 2180 | Gd Ar Mksar Sltn | ZST1 | PLN Stock Materials | 000000004160041 | CABLE CTRL;NYY;7x2.5mm2;0.6/1kV;OH | ZM0416 | M | NORMAL | 0 | 0 | 0 | 0 | 1002 | HAR-Kabel
7400 | UIW Sulselrabar | 7428 | PLN UP3 Makassar Selatan | 2180 | Gd Ar Mksar Sltn | ZST1 | PLN Stock Materials | 000000004160044 | CABLE CTRL;NYYHY;4X4mm2;0.6/1kV;OH | ZM0416 | M | NORMAL | 0 | 0 | 0 | 0 | 1002 | HAR-Kabel
7400 | UIW Sulselrabar | 7428 | PLN UP3 Makassar Selatan | 2180 | Gd Ar Mksar Sltn | ZST1 | PLN Stock Materials | 000000004160046 | CABLE CTRL;NYYHY;6X4mm2;0.6/1kV;OH | ZM0416 | M | NORMAL | 0 | 0 | 0 | 0 | 1002 | HAR-Kabel
7400 | UIW Sulselrabar | 7428 | PLN UP3 Makassar Selatan | 2180 | Gd Ar Mksar Sltn | ZST1 | PLN Stock Materials | 000000004160049 | CABLE CTRL;NYSY;10x6 mm2;0.6/1kV; | ZM0416 | M | NORMAL | 0 | 0 | 0 | 0 | 1002 | HAR-Kabel
7400 | UIW Sulselrabar | 7428 | PLN UP3 Makassar Selatan | 2180 | Gd Ar Mksar Sltn | ZST1 | PLN Stock Materials | 000000004160084 | CABLE CTRL;NYM;4x4mm2;230/380V;OH | ZM0416 | M | NORMAL | 0 | 0 | 0 | 0 | 1002 | HAR-Kabel
7400 | UIW Sulselrabar | 7428 | PLN UP3 Makassar Selatan | 2180 | Gd Ar Mksar Sltn | ZST1 | PLN Stock Materials | 000000004160106 | CABLE CTRL;NYY;3X4mm2;0.6/1kV;OH | ZM0416 | M | NORMAL | 0 | 0 | 0 | 0 | 1002 | HAR-Kabel
7400 | UIW Sulselrabar | 7428 | PLN UP3 Makassar Selatan | 2180 | Gd Ar Mksar Sltn | ZST1 | PLN Stock Materials | 000000004160295 | CABLE CTRL;NYAF;1X16MM2;0.6/1KV;OH | ZM0416 | M | PRE-MEMORY | 0 | 0 | 0 | 0 | 1002 | HAR-Kabel
7400 | UIW Sulselrabar | 7428 | PLN UP3 Makassar Selatan | 2180 | Gd Ar Mksar Sltn | ZST1 | PLN Stock Materials | 000000004160295 | CABLE CTRL;NYAF;1X16MM2;0.6/1KV;OH | ZM0416 | M | NORMAL | 0 | 0 | 0 | 0 | 1002 | HAR-Kabel
7400 | UIW Sulselrabar | 7428 | PLN UP3 Makassar Selatan | 2180 | Gd Ar Mksar Sltn | ZST1 | PLN Stock Materials | 000000004170015 | CABLE CTRL ACC;SUSPENSION ASS 25-50mm | ZM0417 | BH | NORMAL | 0 | 0 | 0 | 0 | 1002 | HAR-Kabel
7400 | UIW Sulselrabar | 7428 | PLN UP3 Makassar Selatan | 2180 | Gd Ar Mksar Sltn | ZST1 | PLN Stock Materials | 000000004170022 | CABLE CTRL ACC;CABLE SHOE ALCU 6mm2;I | ZM0417 | BH | NORMAL | 0 | 0 | 0 | 0 | 1002 | HAR-Kabel
7400 | UIW Sulselrabar | 7428 | PLN UP3 Makassar Selatan | 2180 | Gd Ar Mksar Sltn | ZST1 | PLN Stock Materials | 000000004170069 | CABLE CTRL ACC;LARGE ANGLE ASS 50-70mm | ZM0417 | BH | NORMAL | 0 | 0 | 0 | 0 | 1002 | HAR-Kabel
7400 | UIW Sulselrabar | 7428 | PLN UP3 Makassar Selatan | 2180 | Gd Ar Mksar Sltn | ZST1 | PLN Stock Materials | 000000004170136 | CABLE CTRL ACC;CABLE SCHOEN U 4MM | ZM0417 | BH | NORMAL | 0 | 0 | 0 | 0 | 1002 | HAR-Kabel
7400 | UIW Sulselrabar | 7428 | PLN UP3 Makassar Selatan | 2180 | Gd Ar Mksar Sltn | ZST1 | PLN Stock Materials | 000000004170167 | CABLE CTRL ACC;CABLE SCHOEN FERULES2.5MM | ZM0417 | EA | NORMAL | 0 | 0 | 0 | 0 | 1002 | HAR-Kabel
7400 | UIW Sulselrabar | 7428 | PLN UP3 Makassar Selatan | 2180 | Gd Ar Mksar Sltn | ZST1 | PLN Stock Materials | 000000004190021 | UNIV ACC;BOLT H & N.W2 FW DIA12X50mm | ZM0419 | BH | NORMAL | 0 | 0 | 0 | 0 | 1005 | HAR-Persediaan Umum
7400 | UIW Sulselrabar | 7428 | PLN UP3 Makassar Selatan | 2180 | Gd Ar Mksar Sltn | ZST1 | PLN Stock Materials | 000000004190065 | UNIV ACC;LAMP MERCURY 220V/400W | ZM0419 | BH | HAPUS | 0 | 0 | 0 | 0 | 1021 | HAR-Material Utk Dihapus
7400 | UIW Sulselrabar | 7428 | PLN UP3 Makassar Selatan | 2180 | Gd Ar Mksar Sltn | ZST1 | PLN Stock Materials | 000000004190080 | UNIV ACC;PIPE PVC 0.5IN | ZM0419 | BTG | NORMAL | 0 | 0 | 0 | 0 | 1005 | HAR-Persediaan Umum
7400 | UIW Sulselrabar | 7428 | PLN UP3 Makassar Selatan | 2180 | Gd Ar Mksar Sltn | ZST1 | PLN Stock Materials | 000000004190105 | UNIV ACC;ISOLASI RUBBER | ZM0419 | BH | NORMAL | 0 | 0 | 0 | 0 | 1005 | HAR-Persediaan Umum
7400 | UIW Sulselrabar | 7428 | PLN UP3 Makassar Selatan | 2180 | Gd Ar Mksar Sltn | ZST1 | PLN Stock Materials | 000000004190117 | UNIV ACC;TANDA PERINGATAN I | ZM0419 | BH | NORMAL | 0 | 0 | 0 | 0 | 1005 | HAR-Persediaan Umum
7400 | UIW Sulselrabar | 7428 | PLN UP3 Makassar Selatan | 2180 | Gd Ar Mksar Sltn | ZST1 | PLN Stock Materials | 000000004190118 | UNIV ACC;TANDA PERINGATAN II | ZM0419 | BH | HAPUS | 0 | 0 | 0 | 0 | 1021 | HAR-Material Utk Dihapus
7400 | UIW Sulselrabar | 7428 | PLN UP3 Makassar Selatan | 2180 | Gd Ar Mksar Sltn | ZST1 | PLN Stock Materials | 000000004190119 | UNIV ACC;TANDA PERINGATAN III | ZM0419 | BH | HAPUS | 0 | 0 | 0 | 0 | 1021 | HAR-Material Utk Dihapus
7400 | UIW Sulselrabar | 7428 | PLN UP3 Makassar Selatan | 2180 | Gd Ar Mksar Sltn | ZST1 | PLN Stock Materials | 000000004190120 | UNIV ACC;TANDA PERINGATAN IV | ZM0419 | BH | HAPUS | 0 | 0 | 0 | 0 | 1021 | HAR-Material Utk Dihapus
7400 | UIW Sulselrabar | 7428 | PLN UP3 Makassar Selatan | 2180 | Gd Ar Mksar Sltn | ZST1 | PLN Stock Materials | 000000004190165 | UNIV ACC;BALAST TL 220/230V 40WATT | ZM0419 | BH | HAPUS | 0 | 0 | 0 | 0 | 1021 | HAR-Material Utk Dihapus
7400 | UIW Sulselrabar | 7428 | PLN UP3 Makassar Selatan | 2180 | Gd Ar Mksar Sltn | ZST1 | PLN Stock Materials | 000000004190192 | UNIV ACC;MUR BAUT SENG 3/6" X 3/4" | ZM0419 | BH | NORMAL | 0 | 0 | 0 | 0 | 1005 | HAR-Persediaan Umum
7400 | UIW Sulselrabar | 7428 | PLN UP3 Makassar Selatan | 2180 | Gd Ar Mksar Sltn | ZST1 | PLN Stock Materials | 000000004190198 | UNIV ACC;PLASTIC FISHER;8mmX3,5" | ZM0419 | BH | NORMAL | 0 | 0 | 0 | 0 | 1005 | HAR-Persediaan Umum
7400 | UIW Sulselrabar | 7428 | PLN UP3 Makassar Selatan | 2180 | Gd Ar Mksar Sltn | ZST1 | PLN Stock Materials | 000000004190200 | UNIV ACC;PVC 3"X4m AW | ZM0419 | BH | NORMAL | 0 | 0 | 0 | 0 | 1005 | HAR-Persediaan Umum
7400 | UIW Sulselrabar | 7428 | PLN UP3 Makassar Selatan | 2180 | Gd Ar Mksar Sltn | ZST1 | PLN Stock Materials | 000000004190205 | UNIV ACC;STEKER T / 220V | ZM0419 | BH | HAPUS | 0 | 0 | 0 | 0 | 1021 | HAR-Material Utk Dihapus
7400 | UIW Sulselrabar | 7428 | PLN UP3 Makassar Selatan | 2180 | Gd Ar Mksar Sltn | ZST1 | PLN Stock Materials | 000000004190213 | UNIV ACC;INSULATING TAPE | ZM0419 | BH | NORMAL | 0 | 0 | 0 | 0 | 1005 | HAR-Persediaan Umum
7400 | UIW Sulselrabar | 7428 | PLN UP3 Makassar Selatan | 2180 | Gd Ar Mksar Sltn | ZST1 | PLN Stock Materials | 000000004190216 | UNIV ACC;KNIE PVC L 4" | ZM0419 | BH | NORMAL | 0 | 0 | 0 | 0 | 1005 | HAR-Persediaan Umum
7400 | UIW Sulselrabar | 7428 | PLN UP3 Makassar Selatan | 2180 | Gd Ar Mksar Sltn | ZST1 | PLN Stock Materials | 000000004190218 | UNIV ACC;CONTROL RECLOSER | ZM0419 | U | NORMAL | 0 | 0 | 0 | 0 | 1005 | HAR-Persediaan Umum
7400 | UIW Sulselrabar | 7428 | PLN UP3 Makassar Selatan | 2180 | Gd Ar Mksar Sltn | ZST1 | PLN Stock Materials | 000000004190256 | UNIV ACC;GROUND PIPE 1.5"X2.75M+BC 50 | ZM0419 | BTG | PRE-MEMORY | 0 | 0 | 0 | 0 | 1005 | HAR-Persediaan Umum
7400 | UIW Sulselrabar | 7428 | PLN UP3 Makassar Selatan | 2180 | Gd Ar Mksar Sltn | ZST1 | PLN Stock Materials | 000000004190256 | UNIV ACC;GROUND PIPE 1.5"X2.75M+BC 50 | ZM0419 | BTG | NORMAL | 0 | 0 | 0 | 0 | 1005 | HAR-Persediaan Umum
7400 | UIW Sulselrabar | 7428 | PLN UP3 Makassar Selatan | 2180 | Gd Ar Mksar Sltn | ZST1 | PLN Stock Materials | 000000004190277 | UNIV ACC;PIPE GALV 3"X3m | ZM0419 | BTG | NORMAL | 0 | 0 | 0 | 0 | 1005 | HAR-Persediaan Umum
7400 | UIW Sulselrabar | 7428 | PLN UP3 Makassar Selatan | 2180 | Gd Ar Mksar Sltn | ZST1 | PLN Stock Materials | 000000004190374 | UNIV ACC;CLAMP PLASTIK NO.14 | ZM0419 | BH | NORMAL | 0 | 0 | 0 | 0 | 1005 | HAR-Persediaan Umum
7400 | UIW Sulselrabar | 7428 | PLN UP3 Makassar Selatan | 2180 | Gd Ar Mksar Sltn | ZST1 | PLN Stock Materials | 000000004190404 | UNIV ACC;PIPE PVC 1IN | ZM0419 | BTG | NORMAL | 0 | 0 | 0 | 0 | 1005 | HAR-Persediaan Umum
7400 | UIW Sulselrabar | 7428 | PLN UP3 Makassar Selatan | 2180 | Gd Ar Mksar Sltn | ZST1 | PLN Stock Materials | 000000004190541 | UNIV ACC;LAMP FIXTURE | ZM0419 | BH | HAPUS | 0 | 0 | 0 | 0 | 1021 | HAR-Material Utk Dihapus
7400 | UIW Sulselrabar | 7428 | PLN UP3 Makassar Selatan | 2180 | Gd Ar Mksar Sltn | ZST1 | PLN Stock Materials | 000000004190543 | UNIV ACC;LAMPSHADE TL 20W | ZM0419 | BH | HAPUS | 0 | 0 | 0 | 0 | 1021 | HAR-Material Utk Dihapus
7400 | UIW Sulselrabar | 7428 | PLN UP3 Makassar Selatan | 2180 | Gd Ar Mksar Sltn | ZST1 | PLN Stock Materials | 000000004190637 | UNIV ACC;DIESEL OIL TRANSFER PUMP | ZM0419 | U | NORMAL | 0 | 0 | 0 | 0 | 1005 | HAR-Persediaan Umum
7400 | UIW Sulselrabar | 7428 | PLN UP3 Makassar Selatan | 2180 | Gd Ar Mksar Sltn | ZST1 | PLN Stock Materials | 000000004190653 | UNIV ACC;ARMATURE LAMP 250WATT | ZM0419 | BH | HAPUS | 0 | 0 | 0 | 0 | 1021 | HAR-Material Utk Dihapus
7400 | UIW Sulselrabar | 7428 | PLN UP3 Makassar Selatan | 2180 | Gd Ar Mksar Sltn | ZST1 | PLN Stock Materials | 000000004190670 | UNIV ACC;BOLT&NUT GALV 12X30mm+WSH | ZM0419 | BH | NORMAL | 0 | 0 | 0 | 0 | 1005 | HAR-Persediaan Umum
7400 | UIW Sulselrabar | 7428 | PLN UP3 Makassar Selatan | 2180 | Gd Ar Mksar Sltn | ZST1 | PLN Stock Materials | 000000004190682 | UNIV ACC;BOUW & SOCK L PVC 1" | ZM0419 | BH | NORMAL | 0 | 0 | 0 | 0 | 1005 | HAR-Persediaan Umum
7400 | UIW Sulselrabar | 7428 | PLN UP3 Makassar Selatan | 2180 | Gd Ar Mksar Sltn | ZST1 | PLN Stock Materials | 000000004190689 | UNIV ACC;DRILL BIT SET | ZM0419 | SET | NORMAL | 0 | 0 | 0 | 0 | 1005 | HAR-Persediaan Umum
7400 | UIW Sulselrabar | 7428 | PLN UP3 Makassar Selatan | 2180 | Gd Ar Mksar Sltn | ZST1 | PLN Stock Materials | 000000004190691 | UNIV ACC;FISCHER 12mm | ZM0419 | BH | RETROVIT | 0 | 0 | 0 | 0 | 1005 | HAR-Persediaan Umum
7400 | UIW Sulselrabar | 7428 | PLN UP3 Makassar Selatan | 2180 | Gd Ar Mksar Sltn | ZST1 | PLN Stock Materials | 000000004190700 | UNIV ACC;LAMP HPL 220V/400W | ZM0419 | BH | HAPUS | 0 | 0 | 0 | 0 | 1021 | HAR-Material Utk Dihapus
7400 | UIW Sulselrabar | 7428 | PLN UP3 Makassar Selatan | 2180 | Gd Ar Mksar Sltn | ZST1 | PLN Stock Materials | 000000004190702 | UNIV ACC;LAMP MERCURY 220V/160W | ZM0419 | BH | HAPUS | 0 | 0 | 0 | 0 | 1021 | HAR-Material Utk Dihapus
7400 | UIW Sulselrabar | 7428 | PLN UP3 Makassar Selatan | 2180 | Gd Ar Mksar Sltn | ZST1 | PLN Stock Materials | 000000004190703 | UNIV ACC;LAMP MLL 220V/1250W | ZM0419 | BH | HAPUS | 0 | 0 | 0 | 0 | 1021 | HAR-Material Utk Dihapus
7400 | UIW Sulselrabar | 7428 | PLN UP3 Makassar Selatan | 2180 | Gd Ar Mksar Sltn | ZST1 | PLN Stock Materials | 000000004190706 | UNIV ACC;LASDOPEN PLASTIC 1.5A | ZM0419 | BH | HAPUS | 0 | 0 | 0 | 0 | 1021 | HAR-Material Utk Dihapus
7400 | UIW Sulselrabar | 7428 | PLN UP3 Makassar Selatan | 2180 | Gd Ar Mksar Sltn | ZST1 | PLN Stock Materials | 000000004190726 | UNIV ACC;PLAFON ROSET | ZM0419 | BH | HAPUS | 0 | 0 | 0 | 0 | 1021 | HAR-Material Utk Dihapus
7400 | UIW Sulselrabar | 7428 | PLN UP3 Makassar Selatan | 2180 | Gd Ar Mksar Sltn | ZST1 | PLN Stock Materials | 000000004190729 | UNIV ACC;SOCK PVC 3/4" | ZM0419 | BH | NORMAL | 0 | 0 | 0 | 0 | 1005 | HAR-Persediaan Umum
7400 | UIW Sulselrabar | 7428 | PLN UP3 Makassar Selatan | 2180 | Gd Ar Mksar Sltn | ZST1 | PLN Stock Materials | 000000004190731 | UNIV ACC;STAR KEY | ZM0419 | BH | HAPUS | 0 | 0 | 0 | 0 | 1021 | HAR-Material Utk Dihapus
7400 | UIW Sulselrabar | 7428 | PLN UP3 Makassar Selatan | 2180 | Gd Ar Mksar Sltn | ZST1 | PLN Stock Materials | 000000004190733 | UNIV ACC;STOP CONTACT 6A | ZM0419 | BH | HAPUS | 0 | 0 | 0 | 0 | 1021 | HAR-Material Utk Dihapus
7400 | UIW Sulselrabar | 7428 | PLN UP3 Makassar Selatan | 2180 | Gd Ar Mksar Sltn | ZST1 | PLN Stock Materials | 000000004190740 | UNIV ACC;GRINDSTONE EYE | ZM0419 | BH | NORMAL | 0 | 0 | 0 | 0 | 1005 | HAR-Persediaan Umum
7400 | UIW Sulselrabar | 7428 | PLN UP3 Makassar Selatan | 2180 | Gd Ar Mksar Sltn | ZST1 | PLN Stock Materials | 000000004190741 | UNIV ACC;LAMPSHADE | ZM0419 | BH | HAPUS | 0 | 0 | 0 | 0 | 1021 | HAR-Material Utk Dihapus
7400 | UIW Sulselrabar | 7428 | PLN UP3 Makassar Selatan | 2180 | Gd Ar Mksar Sltn | ZST1 | PLN Stock Materials | 000000004191619 | UNIV ACC;HOT STICK WIPING CLOTH | ZM0419 | BH | NORMAL | 0 | 0 | 0 | 0 | 1005 | HAR-Persediaan Umum
7400 | UIW Sulselrabar | 7428 | PLN UP3 Makassar Selatan | 2180 | Gd Ar Mksar Sltn | ZST1 | PLN Stock Materials | 000000004191641 | UNIV ACC;GUNTING | ZM0419 | BH | NORMAL | 0 | 0 | 0 | 0 | 1005 | HAR-Persediaan Umum
7400 | UIW Sulselrabar | 7428 | PLN UP3 Makassar Selatan | 2180 | Gd Ar Mksar Sltn | ZST1 | PLN Stock Materials | 000000004191700 | UNIV ACC;JAS HUJAN | ZM0419 | BH | NORMAL | 0 | 0 | 0 | 0 | 1005 | HAR-Persediaan Umum
7400 | UIW Sulselrabar | 7428 | PLN UP3 Makassar Selatan | 2180 | Gd Ar Mksar Sltn | ZST1 | PLN Stock Materials | 000000004191708 | UNIV ACC;SILICON CLOTH | ZM0419 | BH | NORMAL | 0 | 0 | 0 | 0 | 1005 | HAR-Persediaan Umum
7400 | UIW Sulselrabar | 7428 | PLN UP3 Makassar Selatan | 2180 | Gd Ar Mksar Sltn | ZST1 | PLN Stock Materials | 000000004191835 | UNIV ACC;TALI TANGGA (STRAP) | ZM0419 | BH | NORMAL | 0 | 0 | 0 | 0 | 1005 | HAR-Persediaan Umum
7400 | UIW Sulselrabar | 7428 | PLN UP3 Makassar Selatan | 2180 | Gd Ar Mksar Sltn | ZST1 | PLN Stock Materials | 000000004191928 | UNIV ACC;WESTPEX 25MM | ZM0419 | M | NORMAL | 0 | 0 | 0 | 0 | 1005 | HAR-Persediaan Umum
7400 | UIW Sulselrabar | 7428 | PLN UP3 Makassar Selatan | 2180 | Gd Ar Mksar Sltn | ZST1 | PLN Stock Materials | 000000004192027 | UNIV ACC;RUBBER TOOLBAG 40.5x28x30.5CM | ZM0419 | BH | NORMAL | 0 | 0 | 0 | 0 | 1007 | HAR-Instalasi dan Mesin
7400 | UIW Sulselrabar | 7428 | PLN UP3 Makassar Selatan | 2180 | Gd Ar Mksar Sltn | ZST1 | PLN Stock Materials | 000000004192377 | UNIV ACC;TIE WIRE | ZM0419 | BH | NORMAL | 0 | 0 | 0 | 0 | 1005 | HAR-Persediaan Umum
7400 | UIW Sulselrabar | 7428 | PLN UP3 Makassar Selatan | 2180 | Gd Ar Mksar Sltn | ZST1 | PLN Stock Materials | 000000004192460 | UNIV ACC;MULTI-PURPOSE EXPAND FOAM 750ML | ZM0419 | BH | NORMAL | 0 | 0 | 0 | 0 | 1005 | HAR-Persediaan Umum
7400 | UIW Sulselrabar | 7428 | PLN UP3 Makassar Selatan | 2180 | Gd Ar Mksar Sltn | ZST1 | PLN Stock Materials | 000000004192489 | UNIV ACC;BAN LUAR TRUCK;10 R20 16PR | ZM0419 | BH | NORMAL | 0 | 0 | 0 | 0 | 1007 | HAR-Instalasi dan Mesin
7400 | UIW Sulselrabar | 7428 | PLN UP3 Makassar Selatan | 2180 | Gd Ar Mksar Sltn | ZST1 | PLN Stock Materials | 000000005040014 | RADIO ACC;COAXIAL RG58 50OHM | ZM0504 | U | NORMAL | 0 | 0 | 0 | 0 | 1006 | HAR-Tele Informasi Data
7400 | UIW Sulselrabar | 7428 | PLN UP3 Makassar Selatan | 2180 | Gd Ar Mksar Sltn | ZST1 | PLN Stock Materials | 000000005040018 | RADIO ACC;CONNECTOR RG.8 | ZM0504 | U | NORMAL | 0 | 0 | 0 | 0 | 1006 | HAR-Tele Informasi Data
7400 | UIW Sulselrabar | 7428 | PLN UP3 Makassar Selatan | 2180 | Gd Ar Mksar Sltn | ZST1 | PLN Stock Materials | 000000005050001 | FOC;ADSS;16 CORE | ZM0505 | M | NORMAL | 0 | 0 | 0 | 0 | 1006 | HAR-Tele Informasi Data
7400 | UIW Sulselrabar | 7428 | PLN UP3 Makassar Selatan | 2180 | Gd Ar Mksar Sltn | ZST1 | PLN Stock Materials | 000000005080065 | MC ACC;DISPLAY CARD TRANSFORM AGX 3281 | ZM0508 | BH | NORMAL | 0 | 0 | 0 | 0 | 1006 | HAR-Tele Informasi Data
7400 | UIW Sulselrabar | 7428 | PLN UP3 Makassar Selatan | 2180 | Gd Ar Mksar Sltn | ZST1 | PLN Stock Materials | 000000005080090 | HARDWARE;SMARTPHONE;ANDROID;6.5-INCH | ZM0508 | BH | NORMAL | 0 | 0 | 0 | 0 | 1005 | HAR-Persediaan Umum
7400 | UIW Sulselrabar | 7428 | PLN UP3 Makassar Selatan | 2180 | Gd Ar Mksar Sltn | ZST1 | PLN Stock Materials | 000000005100066 | RTU ACC;CONNECTION MODULE CTM | ZM0510 | BH | NORMAL | 0 | 0 | 0 | 0 | 1006 | HAR-Tele Informasi Data
7400 | UIW Sulselrabar | 7428 | PLN UP3 Makassar Selatan | 2180 | Gd Ar Mksar Sltn | ZST1 | PLN Stock Materials | 000000006020045 | HARDWARE;CARD;ROUTER;RTR512.2-2M/EY | ZM0602 | BH | NORMAL | 0 | 0 | 0 | 0 | 1006 | HAR-Tele Informasi Data
7400 | UIW Sulselrabar | 7428 | PLN UP3 Makassar Selatan | 2180 | Gd Ar Mksar Sltn | ZST1 | PLN Stock Materials | 000000007010020 | TOOL M;BINDING WIRE CUTTER | ZM0701 | BH | NORMAL | 0 | 0 | 0 | 0 | 1005 | HAR-Persediaan Umum
7400 | UIW Sulselrabar | 7428 | PLN UP3 Makassar Selatan | 2180 | Gd Ar Mksar Sltn | ZST1 | PLN Stock Materials | 000000007010036 | TOOL M;CHAIN SAW | ZM0701 | U | NORMAL | 0 | 0 | 0 | 0 | 1005 | HAR-Persediaan Umum
7400 | UIW Sulselrabar | 7428 | PLN UP3 Makassar Selatan | 2180 | Gd Ar Mksar Sltn | ZST1 | PLN Stock Materials | 000000007010049 | TOOL M;COND CLEANING BRUSH | ZM0701 | BH | NORMAL | 0 | 0 | 0 | 0 | 1005 | HAR-Persediaan Umum
7400 | UIW Sulselrabar | 7428 | PLN UP3 Makassar Selatan | 2180 | Gd Ar Mksar Sltn | ZST1 | PLN Stock Materials | 000000007010053 | TOOL M;CONVERTIBLE STRAP HOIST | ZM0701 | BH | NORMAL | 0 | 0 | 0 | 0 | 1005 | HAR-Persediaan Umum
7400 | UIW Sulselrabar | 7428 | PLN UP3 Makassar Selatan | 2180 | Gd Ar Mksar Sltn | ZST1 | PLN Stock Materials | 000000007010058 | TOOL M;CROSS ARM COVER | ZM0701 | BH | NORMAL | 0 | 0 | 0 | 0 | 1005 | HAR-Persediaan Umum
7400 | UIW Sulselrabar | 7428 | PLN UP3 Makassar Selatan | 2180 | Gd Ar Mksar Sltn | ZST1 | PLN Stock Materials | 000000007010061 | TOOL M;CUT OUT COVERS | ZM0701 | BH | NORMAL | 0 | 0 | 0 | 0 | 1005 | HAR-Persediaan Umum
7400 | UIW Sulselrabar | 7428 | PLN UP3 Makassar Selatan | 2180 | Gd Ar Mksar Sltn | ZST1 | PLN Stock Materials | 000000007010121 | TOOL M;HOT STICK TESTER | ZM0701 | U | NORMAL | 0 | 0 | 0 | 0 | 1005 | HAR-Persediaan Umum
7400 | UIW Sulselrabar | 7428 | PLN UP3 Makassar Selatan | 2180 | Gd Ar Mksar Sltn | ZST1 | PLN Stock Materials | 000000007010127 | TOOL M;HYDRAULIC PRESS CONN 16-300mm | ZM0701 | BH | NORMAL | 0 | 0 | 0 | 0 | 1005 | HAR-Persediaan Umum
7400 | UIW Sulselrabar | 7428 | PLN UP3 Makassar Selatan | 2180 | Gd Ar Mksar Sltn | ZST1 | PLN Stock Materials | 000000007010193 | TOOL M;RATCHET WRENCH | ZM0701 | BH | NORMAL | 0 | 0 | 0 | 0 | 1005 | HAR-Persediaan Umum
7400 | UIW Sulselrabar | 7428 | PLN UP3 Makassar Selatan | 2180 | Gd Ar Mksar Sltn | ZST1 | PLN Stock Materials | 000000007010203 | TOOL M;RUBBER GLOVE AUXILIARY ARM | ZM0701 | BH | NORMAL | 0 | 0 | 0 | 0 | 1005 | HAR-Persediaan Umum
7400 | UIW Sulselrabar | 7428 | PLN UP3 Makassar Selatan | 2180 | Gd Ar Mksar Sltn | ZST1 | PLN Stock Materials | 000000007010213 | TOOL M;SNATCH BLOCK | ZM0701 | BH | NORMAL | 0 | 0 | 0 | 0 | 1005 | HAR-Persediaan Umum
7400 | UIW Sulselrabar | 7428 | PLN UP3 Makassar Selatan | 2180 | Gd Ar Mksar Sltn | ZST1 | PLN Stock Materials | 000000007010230 | TOOL M;STICK VOLTAGE DETECT 20kV | ZM0701 | U | NORMAL | 0 | 0 | 0 | 0 | 1005 | HAR-Persediaan Umum
7400 | UIW Sulselrabar | 7428 | PLN UP3 Makassar Selatan | 2180 | Gd Ar Mksar Sltn | ZST1 | PLN Stock Materials | 000000007010254 | TOOL M;TEMPORARY CUTOUT | ZM0701 | BH | NORMAL | 0 | 0 | 0 | 0 | 1005 | HAR-Persediaan Umum
7400 | UIW Sulselrabar | 7428 | PLN UP3 Makassar Selatan | 2180 | Gd Ar Mksar Sltn | ZST1 | PLN Stock Materials | 000000007010259 | TOOL M;TIE WIRE CLAW | ZM0701 | BH | NORMAL | 0 | 0 | 0 | 0 | 1005 | HAR-Persediaan Umum
7400 | UIW Sulselrabar | 7428 | PLN UP3 Makassar Selatan | 2180 | Gd Ar Mksar Sltn | ZST1 | PLN Stock Materials | 000000007010338 | TOOL M;WEBBING SLING 1 IN x 3 FT | ZM0701 | BH | NORMAL | 0 | 0 | 0 | 0 | 1005 | HAR-Persediaan Umum
7400 | UIW Sulselrabar | 7428 | PLN UP3 Makassar Selatan | 2180 | Gd Ar Mksar Sltn | ZST1 | PLN Stock Materials | 000000007010376 | TOOL M;FULL BODY HARNESSES | ZM0701 | BH | NORMAL | 0 | 0 | 0 | 0 | 1005 | HAR-Persediaan Umum
7400 | UIW Sulselrabar | 7428 | PLN UP3 Makassar Selatan | 2180 | Gd Ar Mksar Sltn | ZST1 | PLN Stock Materials | 000000007010425 | TOOL M;HOOK POLE 3.2m PDKB | ZM0701 | BH | NORMAL | 0 | 0 | 0 | 0 | 1005 | HAR-Persediaan Umum
7400 | UIW Sulselrabar | 7428 | PLN UP3 Makassar Selatan | 2180 | Gd Ar Mksar Sltn | ZST1 | PLN Stock Materials | 000000007010437 | TOOL M;PIN INSULATOR COVER PDKB | ZM0701 | BH | NORMAL | 0 | 0 | 0 | 0 | 1005 | HAR-Persediaan Umum
7400 | UIW Sulselrabar | 7428 | PLN UP3 Makassar Selatan | 2180 | Gd Ar Mksar Sltn | ZST1 | PLN Stock Materials | 000000007010445 | TOOL M;ROTARY BLADE | ZM0701 | BH | NORMAL | 0 | 0 | 0 | 0 | 1005 | HAR-Persediaan Umum
7400 | UIW Sulselrabar | 7428 | PLN UP3 Makassar Selatan | 2180 | Gd Ar Mksar Sltn | ZST1 | PLN Stock Materials | 000000007010447 | TOOL M;SACHEL STICK 10.5 M PDKB | ZM0701 | BH | NORMAL | 0 | 0 | 0 | 0 | 1005 | HAR-Persediaan Umum
7400 | UIW Sulselrabar | 7428 | PLN UP3 Makassar Selatan | 2180 | Gd Ar Mksar Sltn | ZST1 | PLN Stock Materials | 000000007010453 | TOOL M;TANG SEGEL | ZM0701 | BH | NORMAL | 0 | 0 | 0 | 0 | 1005 | HAR-Persediaan Umum
7400 | UIW Sulselrabar | 7428 | PLN UP3 Makassar Selatan | 2180 | Gd Ar Mksar Sltn | ZST1 | PLN Stock Materials | 000000007010455 | TOOL M;TOOLSET PDKB | ZM0701 | SET | NORMAL | 0 | 0 | 0 | 0 | 1005 | HAR-Persediaan Umum
7400 | UIW Sulselrabar | 7428 | PLN UP3 Makassar Selatan | 2180 | Gd Ar Mksar Sltn | ZST1 | PLN Stock Materials | 000000007010460 | TOOL M;BATTERY CRIMPING 12 TON | ZM0701 | BH | NORMAL | 0 | 0 | 0 | 0 | 1005 | HAR-Persediaan Umum
7400 | UIW Sulselrabar | 7428 | PLN UP3 Makassar Selatan | 2180 | Gd Ar Mksar Sltn | ZST1 | PLN Stock Materials | 000000007010484 | TOOL M;SERVICE ROPE HOOK | ZM0701 | BH | NORMAL | 0 | 0 | 0 | 0 | 1005 | HAR-Persediaan Umum
7400 | UIW Sulselrabar | 7428 | PLN UP3 Makassar Selatan | 2180 | Gd Ar Mksar Sltn | ZST1 | PLN Stock Materials | 000000007010492 | TOOL M;INSULATING HANGER | ZM0701 | BH | NORMAL | 0 | 0 | 0 | 0 | 1005 | HAR-Persediaan Umum
7400 | UIW Sulselrabar | 7428 | PLN UP3 Makassar Selatan | 2180 | Gd Ar Mksar Sltn | ZST1 | PLN Stock Materials | 000000007010521 | TOOL M;CRADDLE SET PDKB | ZM0701 | SET | NORMAL | 0 | 0 | 0 | 0 | 1005 | HAR-Persediaan Umum
7400 | UIW Sulselrabar | 7428 | PLN UP3 Makassar Selatan | 2180 | Gd Ar Mksar Sltn | ZST1 | PLN Stock Materials | 000000007010620 | TOOL M;HOOK POLE 1.95m PDKB | ZM0701 | BH | NORMAL | 0 | 0 | 0 | 0 | 1005 | HAR-Persediaan Umum
7400 | UIW Sulselrabar | 7428 | PLN UP3 Makassar Selatan | 2180 | Gd Ar Mksar Sltn | ZST1 | PLN Stock Materials | 000000007010628 | TOOL M;INSULATING RUBBER BLANKET | ZM0701 | BH | NORMAL | 0 | 0 | 0 | 0 | 1005 | HAR-Persediaan Umum
7400 | UIW Sulselrabar | 7428 | PLN UP3 Makassar Selatan | 2180 | Gd Ar Mksar Sltn | ZST1 | PLN Stock Materials | 000000007010665 | TOOL M;HEXAGONAL CRIMPING DIES | ZM0701 | BH | NORMAL | 0 | 0 | 0 | 0 | 1005 | HAR-Persediaan Umum
7400 | UIW Sulselrabar | 7428 | PLN UP3 Makassar Selatan | 2180 | Gd Ar Mksar Sltn | ZST1 | PLN Stock Materials | 000000007010671 | TOOL M;SENTER | ZM0701 | BH | NORMAL | 0 | 0 | 0 | 0 | 1005 | HAR-Persediaan Umum
7400 | UIW Sulselrabar | 7428 | PLN UP3 Makassar Selatan | 2180 | Gd Ar Mksar Sltn | ZST1 | PLN Stock Materials | 000000007010676 | TOOL M;TOOL BOX | ZM0701 | SET | NORMAL | 0 | 0 | 0 | 0 | 1007 | HAR-Instalasi dan Mesin
7400 | UIW Sulselrabar | 7428 | PLN UP3 Makassar Selatan | 2180 | Gd Ar Mksar Sltn | ZST1 | PLN Stock Materials | 000000007010680 | TOOL M;WEBBING SLING 5M 5T | ZM0701 | SET | NORMAL | 0 | 0 | 0 | 0 | 1005 | HAR-Persediaan Umum
7400 | UIW Sulselrabar | 7428 | PLN UP3 Makassar Selatan | 2180 | Gd Ar Mksar Sltn | ZST1 | PLN Stock Materials | 000000007010693 | TOOL M;CLIMBING ROPE | ZM0701 | BH | NORMAL | 0 | 0 | 0 | 0 | 1005 | HAR-Persediaan Umum
7400 | UIW Sulselrabar | 7428 | PLN UP3 Makassar Selatan | 2180 | Gd Ar Mksar Sltn | ZST1 | PLN Stock Materials | 000000007010701 | TOOL M;UNDERGROUND CABLE FAULT DETECTOR | ZM0701 | SET | NORMAL | 0 | 0 | 0 | 0 | 1005 | HAR-Persediaan Umum
7400 | UIW Sulselrabar | 7428 | PLN UP3 Makassar Selatan | 2180 | Gd Ar Mksar Sltn | ZST1 | PLN Stock Materials | 000000007010709 | TOOL M;SECTION TREE TAMMER POLE SAW | ZM0701 | BH | HAPUS | 0 | 0 | 0 | 0 | 1021 | HAR-Material Utk Dihapus
7400 | UIW Sulselrabar | 7428 | PLN UP3 Makassar Selatan | 2180 | Gd Ar Mksar Sltn | ZST1 | PLN Stock Materials | 000000007010727 | TOOL M;TREK DOS 5/8" PLASTIC | ZM0701 | BH | HAPUS | 0 | 0 | 0 | 0 | 1021 | HAR-Material Utk Dihapus
7400 | UIW Sulselrabar | 7428 | PLN UP3 Makassar Selatan | 2180 | Gd Ar Mksar Sltn | ZST1 | PLN Stock Materials | 000000007010732 | TOOL M;CHAINSAW STICK | ZM0701 | U | NORMAL | 0 | 0 | 0 | 0 | 1005 | HAR-Persediaan Umum
7400 | UIW Sulselrabar | 7428 | PLN UP3 Makassar Selatan | 2180 | Gd Ar Mksar Sltn | ZST1 | PLN Stock Materials | 000000007010742 | TOOL M;LANYARD | ZM0701 | SET | NORMAL | 0 | 0 | 0 | 0 | 1005 | HAR-Persediaan Umum
7400 | UIW Sulselrabar | 7428 | PLN UP3 Makassar Selatan | 2180 | Gd Ar Mksar Sltn | ZST1 | PLN Stock Materials | 000000007010809 | TOOL M;UNIV POLE W 2 PLINES POLE HANGER | ZM0701 | BH | NORMAL | 0 | 0 | 0 | 0 | 1005 | HAR-Persediaan Umum
7400 | UIW Sulselrabar | 7428 | PLN UP3 Makassar Selatan | 2180 | Gd Ar Mksar Sltn | ZST1 | PLN Stock Materials | 000000007010821 | TOOL M;POWER PULLER 2 TON | ZM0701 | BH | NORMAL | 0 | 0 | 0 | 0 | 1005 | HAR-Persediaan Umum
7400 | UIW Sulselrabar | 7428 | PLN UP3 Makassar Selatan | 2180 | Gd Ar Mksar Sltn | ZST1 | PLN Stock Materials | 000000007010969 | TOOL M;MESIN LAS LISTRIK | ZM0701 | BH | NORMAL | 0 | 0 | 0 | 0 | 1007 | HAR-Instalasi dan Mesin
7400 | UIW Sulselrabar | 7428 | PLN UP3 Makassar Selatan | 2180 | Gd Ar Mksar Sltn | ZST1 | PLN Stock Materials | 000000007010971 | TOOL M;MATA PRESS | ZM0701 | BH | NORMAL | 0 | 0 | 0 | 0 | 1005 | HAR-Persediaan Umum
7400 | UIW Sulselrabar | 7428 | PLN UP3 Makassar Selatan | 2180 | Gd Ar Mksar Sltn | ZST1 | PLN Stock Materials | 000000007010981 | TOOL M;GENSET MOBILE | ZM0701 | BH | NORMAL | 0 | 0 | 0 | 0 | 1005 | HAR-Persediaan Umum
7400 | UIW Sulselrabar | 7428 | PLN UP3 Makassar Selatan | 2180 | Gd Ar Mksar Sltn | ZST1 | PLN Stock Materials | 000000007011007 | TOOL M;SPIRAL LINK STICK 10FT | ZM0701 | BH | NORMAL | 0 | 0 | 0 | 0 | 1005 | HAR-Persediaan Umum
7400 | UIW Sulselrabar | 7428 | PLN UP3 Makassar Selatan | 2180 | Gd Ar Mksar Sltn | ZST1 | PLN Stock Materials | 000000007011011 | TOOL M;CUBICLE MOBILE | ZM0701 | SET | NORMAL | 0 | 0 | 0 | 0 | 1005 | HAR-Persediaan Umum
7400 | UIW Sulselrabar | 7428 | PLN UP3 Makassar Selatan | 2180 | Gd Ar Mksar Sltn | ZST1 | PLN Stock Materials | 000000007011080 | TOOL M;INSULATING VARNISH RED SPRAY | ZM0701 | CAN | NORMAL | 0 | 0 | 0 | 0 | 1005 | HAR-Persediaan Umum
7400 | UIW Sulselrabar | 7428 | PLN UP3 Makassar Selatan | 2180 | Gd Ar Mksar Sltn | ZST1 | PLN Stock Materials | 000000007011097 | TOOL M;SOLID BLANKETS 40kV AC | ZM0701 | SET | NORMAL | 0 | 0 | 0 | 0 | 1005 | HAR-Persediaan Umum
7400 | UIW Sulselrabar | 7428 | PLN UP3 Makassar Selatan | 2180 | Gd Ar Mksar Sltn | ZST1 | PLN Stock Materials | 000000007011098 | TOOL M;SLOTTED BLANKETS 40kV AC | ZM0701 | SET | NORMAL | 0 | 0 | 0 | 0 | 1005 | HAR-Persediaan Umum
7400 | UIW Sulselrabar | 7428 | PLN UP3 Makassar Selatan | 2180 | Gd Ar Mksar Sltn | ZST1 | PLN Stock Materials | 000000007011107 | TOOL M;SOCKET WRANCE SET 147 PCS | ZM0701 | SET | NORMAL | 0 | 0 | 0 | 0 | 1005 | HAR-Persediaan Umum
7400 | UIW Sulselrabar | 7428 | PLN UP3 Makassar Selatan | 2180 | Gd Ar Mksar Sltn | ZST1 | PLN Stock Materials | 000000007011158 | TOOL M;FORKLIFT CAPACITY 3 TON | ZM0701 | U | NORMAL | 0 | 0 | 0 | 0 | 1005 | HAR-Persediaan Umum
7400 | UIW Sulselrabar | 7428 | PLN UP3 Makassar Selatan | 2180 | Gd Ar Mksar Sltn | ZST1 | PLN Stock Materials | 000000007011176 | TOOL M;TERPAULIN | ZM0701 | BH | NORMAL | 0 | 0 | 0 | 0 | 1005 | HAR-Persediaan Umum
7400 | UIW Sulselrabar | 7428 | PLN UP3 Makassar Selatan | 2180 | Gd Ar Mksar Sltn | ZST1 | PLN Stock Materials | 000000007011182 | TOOL M;CONTAINER PENYIMPANAN | ZM0701 | BH | NORMAL | 0 | 0 | 0 | 0 | 1005 | HAR-Persediaan Umum
7400 | UIW Sulselrabar | 7428 | PLN UP3 Makassar Selatan | 2180 | Gd Ar Mksar Sltn | ZST1 | PLN Stock Materials | 000000007011277 | TOOL M;PARANG | ZM0701 | BH | NORMAL | 0 | 0 | 0 | 0 | 1005 | HAR-Persediaan Umum
7400 | UIW Sulselrabar | 7428 | PLN UP3 Makassar Selatan | 2180 | Gd Ar Mksar Sltn | ZST1 | PLN Stock Materials | 000000007011279 | TOOL M;KUNCI INGGRIS | ZM0701 | BH | NORMAL | 0 | 0 | 0 | 0 | 1005 | HAR-Persediaan Umum
7400 | UIW Sulselrabar | 7428 | PLN UP3 Makassar Selatan | 2180 | Gd Ar Mksar Sltn | ZST1 | PLN Stock Materials | 000000007011285 | TOOL M;HEAD LAMP LED | ZM0701 | BH | NORMAL | 0 | 0 | 0 | 0 | 1005 | HAR-Persediaan Umum
7400 | UIW Sulselrabar | 7428 | PLN UP3 Makassar Selatan | 2180 | Gd Ar Mksar Sltn | ZST1 | PLN Stock Materials | 000000007011349 | TOOL M;PROTECTIVE CLOVES | ZM0701 | SET | NORMAL | 0 | 0 | 0 | 0 | 1005 | HAR-Persediaan Umum
7400 | UIW Sulselrabar | 7428 | PLN UP3 Makassar Selatan | 2180 | Gd Ar Mksar Sltn | ZST1 | PLN Stock Materials | 000000007011351 | TOOL M;RUBBER INSULATING GLOVES CLASS3 | ZM0701 | SET | NORMAL | 0 | 0 | 0 | 0 | 1005 | HAR-Persediaan Umum
7400 | UIW Sulselrabar | 7428 | PLN UP3 Makassar Selatan | 2180 | Gd Ar Mksar Sltn | ZST1 | PLN Stock Materials | 000000007011476 | TOOL M;HOOK POLE 2M PDKB | ZM0701 | BH | NORMAL | 0 | 0 | 0 | 0 | 1005 | HAR-Persediaan Umum
7400 | UIW Sulselrabar | 7428 | PLN UP3 Makassar Selatan | 2180 | Gd Ar Mksar Sltn | ZST1 | PLN Stock Materials | 000000007011492 | TOOL M;POLE COVERS 12" | ZM0701 | BH | NORMAL | 0 | 0 | 0 | 0 | 1005 | HAR-Persediaan Umum
7400 | UIW Sulselrabar | 7428 | PLN UP3 Makassar Selatan | 2180 | Gd Ar Mksar Sltn | ZST1 | PLN Stock Materials | 000000007011493 | TOOL M;POLE COVERS 9" | ZM0701 | BH | NORMAL | 0 | 0 | 0 | 0 | 1005 | HAR-Persediaan Umum
7400 | UIW Sulselrabar | 7428 | PLN UP3 Makassar Selatan | 2180 | Gd Ar Mksar Sltn | ZST1 | PLN Stock Materials | 000000007011578 | TOOL M;TELESCOPIC STICK 20KV 12M | ZM0701 | BH | NORMAL | 0 | 0 | 0 | 0 | 1005 | HAR-Persediaan Umum
7400 | UIW Sulselrabar | 7428 | PLN UP3 Makassar Selatan | 2180 | Gd Ar Mksar Sltn | ZST1 | PLN Stock Materials | 000000007011665 | TOOL M;HIGH VOLTAGE CABLE STRIPPER | ZM0701 | BH | NORMAL | 0 | 0 | 0 | 0 | 1005 | HAR-Persediaan Umum
7400 | UIW Sulselrabar | 7428 | PLN UP3 Makassar Selatan | 2180 | Gd Ar Mksar Sltn | ZST1 | PLN Stock Materials | 000000007011699 | TOOL M;NYLON ROPE R920N | ZM0701 | ROL | NORMAL | 0 | 0 | 0 | 0 | 1005 | HAR-Persediaan Umum
7400 | UIW Sulselrabar | 7428 | PLN UP3 Makassar Selatan | 2180 | Gd Ar Mksar Sltn | ZST1 | PLN Stock Materials | 000000007011704 | TOOL M;POLYETHYLENE INSULAT TUBE L 180cm | ZM0701 | BH | NORMAL | 0 | 0 | 0 | 0 | 1005 | HAR-Persediaan Umum
7400 | UIW Sulselrabar | 7428 | PLN UP3 Makassar Selatan | 2180 | Gd Ar Mksar Sltn | ZST1 | PLN Stock Materials | 000000007011725 | TOOL M;WEBBING SLING 1IN X 5FT | ZM0701 | BH | NORMAL | 0 | 0 | 0 | 0 | 1005 | HAR-Persediaan Umum
7400 | UIW Sulselrabar | 7428 | PLN UP3 Makassar Selatan | 2180 | Gd Ar Mksar Sltn | ZST1 | PLN Stock Materials | 000000007011726 | TOOL M;TEMPORARY DEAD END | ZM0701 | BH | NORMAL | 0 | 0 | 0 | 0 | 1005 | HAR-Persediaan Umum
7400 | UIW Sulselrabar | 7428 | PLN UP3 Makassar Selatan | 2180 | Gd Ar Mksar Sltn | ZST1 | PLN Stock Materials | 000000007011727 | TOOL M;FORK WIRE HOLDER INS | ZM0701 | BH | NORMAL | 0 | 0 | 0 | 0 | 1005 | HAR-Persediaan Umum
7400 | UIW Sulselrabar | 7428 | PLN UP3 Makassar Selatan | 2180 | Gd Ar Mksar Sltn | ZST1 | PLN Stock Materials | 000000007011728 | TOOL M;T CLAMP INSULATOR | ZM0701 | BH | NORMAL | 0 | 0 | 0 | 0 | 1005 | HAR-Persediaan Umum
7400 | UIW Sulselrabar | 7428 | PLN UP3 Makassar Selatan | 2180 | Gd Ar Mksar Sltn | ZST1 | PLN Stock Materials | 000000007011729 | TOOL M;TRAINER | ZM0701 | BH | NORMAL | 0 | 0 | 0 | 0 | 1005 | HAR-Persediaan Umum
7400 | UIW Sulselrabar | 7428 | PLN UP3 Makassar Selatan | 2180 | Gd Ar Mksar Sltn | ZST1 | PLN Stock Materials | 000000007011730 | TOOL M;PLASTIC PEG | ZM0701 | BH | NORMAL | 0 | 0 | 0 | 0 | 1005 | HAR-Persediaan Umum
7400 | UIW Sulselrabar | 7428 | PLN UP3 Makassar Selatan | 2180 | Gd Ar Mksar Sltn | ZST1 | PLN Stock Materials | 000000007011772 | TOOL M;BATTERY CRIMPING DIES 40-50-300MM | ZM0701 | BH | NORMAL | 0 | 0 | 0 | 0 | 1005 | HAR-Persediaan Umum
7400 | UIW Sulselrabar | 7428 | PLN UP3 Makassar Selatan | 2180 | Gd Ar Mksar Sltn | ZST1 | PLN Stock Materials | 000000007020019 | TOOL E;DIGIPHONE T-16 DUAL RECEIVER | ZM0702 | SET | NORMAL | 0 | 0 | 0 | 0 | 1005 | HAR-Persediaan Umum
7400 | UIW Sulselrabar | 7428 | PLN UP3 Makassar Selatan | 2180 | Gd Ar Mksar Sltn | ZST1 | PLN Stock Materials | 000000007020034 | TOOL E;HIGH VOLTAGE DC TEST | ZM0702 | SET | NORMAL | 0 | 0 | 0 | 0 | 1005 | HAR-Persediaan Umum
7400 | UIW Sulselrabar | 7428 | PLN UP3 Makassar Selatan | 2180 | Gd Ar Mksar Sltn | ZST1 | PLN Stock Materials | 000000007020035 | TOOL E;HIGH VOLTAGE DETECTOR 20kV | ZM0702 | SET | NORMAL | 0 | 0 | 0 | 0 | 1005 | HAR-Persediaan Umum
7400 | UIW Sulselrabar | 7428 | PLN UP3 Makassar Selatan | 2180 | Gd Ar Mksar Sltn | ZST1 | PLN Stock Materials | 000000007020060 | TOOL E;MULTI METER DIGITAL | ZM0702 | U | NORMAL | 0 | 0 | 0 | 0 | 1005 | HAR-Persediaan Umum
7400 | UIW Sulselrabar | 7428 | PLN UP3 Makassar Selatan | 2180 | Gd Ar Mksar Sltn | ZST1 | PLN Stock Materials | 000000007020062 | TOOL E;MULTI METER ANALOG | ZM0702 | BH | HAPUS | 0 | 0 | 0 | 0 | 1021 | HAR-Material Utk Dihapus
7400 | UIW Sulselrabar | 7428 | PLN UP3 Makassar Selatan | 2180 | Gd Ar Mksar Sltn | ZST1 | PLN Stock Materials | 000000007020073 | TOOL E;PORTABLE POWER QUALITY ANALYZER | ZM0702 | SET | NORMAL | 0 | 0 | 0 | 0 | 1005 | HAR-Persediaan Umum
7400 | UIW Sulselrabar | 7428 | PLN UP3 Makassar Selatan | 2180 | Gd Ar Mksar Sltn | ZST1 | PLN Stock Materials | 000000007020076 | TOOL E;PORTABLE VISE (RAGUM) | ZM0702 | SET | NORMAL | 0 | 0 | 0 | 0 | 1005 | HAR-Persediaan Umum
7400 | UIW Sulselrabar | 7428 | PLN UP3 Makassar Selatan | 2180 | Gd Ar Mksar Sltn | ZST1 | PLN Stock Materials | 000000007020135 | TOOL E;CLAMP ON EARTHING RESIST TESTER | ZM0702 | SET | NORMAL | 0 | 0 | 0 | 0 | 1005 | HAR-Persediaan Umum
7400 | UIW Sulselrabar | 7428 | PLN UP3 Makassar Selatan | 2180 | Gd Ar Mksar Sltn | ZST1 | PLN Stock Materials | 000000007020141 | TOOL E;CAMERA CORONA | ZM0702 | BH | NORMAL | 0 | 0 | 0 | 0 | 1005 | HAR-Persediaan Umum
7400 | UIW Sulselrabar | 7428 | PLN UP3 Makassar Selatan | 2180 | Gd Ar Mksar Sltn | ZST1 | PLN Stock Materials | 000000007020155 | TOOL E;CONDUCTOR COVER PDKB | ZM0702 | SET | NORMAL | 0 | 0 | 0 | 0 | 1005 | HAR-Persediaan Umum
7400 | UIW Sulselrabar | 7428 | PLN UP3 Makassar Selatan | 2180 | Gd Ar Mksar Sltn | ZST1 | PLN Stock Materials | 000000007020158 | TOOL E;OHM STICK+LIVE LINE MICRO OHM MTR | ZM0702 | BH | NORMAL | 0 | 0 | 0 | 0 | 1005 | HAR-Persediaan Umum
7400 | UIW Sulselrabar | 7428 | PLN UP3 Makassar Selatan | 2180 | Gd Ar Mksar Sltn | ZST1 | PLN Stock Materials | 000000007020174 | TOOL E;AMPERE STICK 20 KV | ZM0702 | BH | NORMAL | 0 | 0 | 0 | 0 | 1005 | HAR-Persediaan Umum
7400 | UIW Sulselrabar | 7428 | PLN UP3 Makassar Selatan | 2180 | Gd Ar Mksar Sltn | ZST1 | PLN Stock Materials | 000000007020189 | TOOL E;DEAD END COVER PDKB | ZM0702 | BH | NORMAL | 0 | 0 | 0 | 0 | 1005 | HAR-Persediaan Umum
7400 | UIW Sulselrabar | 7428 | PLN UP3 Makassar Selatan | 2180 | Gd Ar Mksar Sltn | ZST1 | PLN Stock Materials | 000000007020225 | TOOL E;PORTABLE PT/CT & QUALITY ENERGI | ZM0702 | SET | NORMAL | 0 | 0 | 0 | 0 | 1005 | HAR-Persediaan Umum
7400 | UIW Sulselrabar | 7428 | PLN UP3 Makassar Selatan | 2180 | Gd Ar Mksar Sltn | ZST1 | PLN Stock Materials | 000000007020245 | TOOL E;VOLTAGE DETECTOR 20 KV | ZM0702 | BH | NORMAL | 0 | 0 | 0 | 0 | 1005 | HAR-Persediaan Umum
7400 | UIW Sulselrabar | 7428 | PLN UP3 Makassar Selatan | 2180 | Gd Ar Mksar Sltn | ZST1 | PLN Stock Materials | 000000007020277 | TOOL E;PHASE DETECTOR RST | ZM0702 | SET | NORMAL | 0 | 0 | 0 | 0 | 1005 | HAR-Persediaan Umum
7400 | UIW Sulselrabar | 7428 | PLN UP3 Makassar Selatan | 2180 | Gd Ar Mksar Sltn | ZST1 | PLN Stock Materials | 000000007020296 | TOOL E;PARTIAL DISCHARGE 20kV | ZM0702 | SET | NORMAL | 0 | 0 | 0 | 0 | 1005 | HAR-Persediaan Umum
7400 | UIW Sulselrabar | 7428 | PLN UP3 Makassar Selatan | 2180 | Gd Ar Mksar Sltn | ZST1 | PLN Stock Materials | 000000007020298 | TOOL E;PHASA TESTER INDICATOR | ZM0702 | U | HAPUS | 0 | 0 | 0 | 0 | 1021 | HAR-Material Utk Dihapus
7400 | UIW Sulselrabar | 7428 | PLN UP3 Makassar Selatan | 2180 | Gd Ar Mksar Sltn | ZST1 | PLN Stock Materials | 000000007020304 | TOOL E;TANG AMPER DIGITAL 600A | ZM0702 | BH | NORMAL | 0 | 0 | 0 | 0 | 1005 | HAR-Persediaan Umum
7400 | UIW Sulselrabar | 7428 | PLN UP3 Makassar Selatan | 2180 | Gd Ar Mksar Sltn | ZST1 | PLN Stock Materials | 000000007020309 | TOOL E;VOLT METER 20kV | ZM0702 | BH | HAPUS | 0 | 0 | 0 | 0 | 1021 | HAR-Material Utk Dihapus
7400 | UIW Sulselrabar | 7428 | PLN UP3 Makassar Selatan | 2180 | Gd Ar Mksar Sltn | ZST1 | PLN Stock Materials | 000000007020314 | TOOL E;ULTRASONIC INSPECTION SYSTEM | ZM0702 | U | NORMAL | 0 | 0 | 0 | 0 | 1005 | HAR-Persediaan Umum
7400 | UIW Sulselrabar | 7428 | PLN UP3 Makassar Selatan | 2180 | Gd Ar Mksar Sltn | ZST1 | PLN Stock Materials | 000000007020315 | TOOL E;CT ANALYZER | ZM0702 | U | NORMAL | 0 | 0 | 0 | 0 | 1005 | HAR-Persediaan Umum
7400 | UIW Sulselrabar | 7428 | PLN UP3 Makassar Selatan | 2180 | Gd Ar Mksar Sltn | ZST1 | PLN Stock Materials | 000000007020322 | TOOL E;THERMOVISION WITH LONG DISTANCE L | ZM0702 | BH | NORMAL | 0 | 0 | 0 | 0 | 1005 | HAR-Persediaan Umum
7400 | UIW Sulselrabar | 7428 | PLN UP3 Makassar Selatan | 2180 | Gd Ar Mksar Sltn | ZST1 | PLN Stock Materials | 000000007020326 | TOOL E;VOLTSTICK RADIO | ZM0702 | SET | NORMAL | 0 | 0 | 0 | 0 | 1005 | HAR-Persediaan Umum
7400 | UIW Sulselrabar | 7428 | PLN UP3 Makassar Selatan | 2180 | Gd Ar Mksar Sltn | ZST1 | PLN Stock Materials | 000000007020338 | TOOL E;AMPERE METER 0-200A | ZM0702 | BH | NORMAL | 0 | 0 | 0 | 0 | 1005 | HAR-Persediaan Umum
7400 | UIW Sulselrabar | 7428 | PLN UP3 Makassar Selatan | 2180 | Gd Ar Mksar Sltn | ZST1 | PLN Stock Materials | 000000007020341 | TOOL E;ARRESTER DEFAULT DETECTOR | ZM0702 | BH | NORMAL | 0 | 0 | 0 | 0 | 1005 | HAR-Persediaan Umum
7400 | UIW Sulselrabar | 7428 | PLN UP3 Makassar Selatan | 2180 | Gd Ar Mksar Sltn | ZST1 | PLN Stock Materials | 000000007020347 | TOOL E;NO VOLTAGE DETECTOR 20kV LINE | ZM0702 | BH | NORMAL | 0 | 0 | 0 | 0 | 1005 | HAR-Persediaan Umum
7400 | UIW Sulselrabar | 7428 | PLN UP3 Makassar Selatan | 2180 | Gd Ar Mksar Sltn | ZST1 | PLN Stock Materials | 000000007020350 | TOOL E;TEST PEN | ZM0702 | BH | NORMAL | 0 | 0 | 0 | 0 | 1005 | HAR-Persediaan Umum
7400 | UIW Sulselrabar | 7428 | PLN UP3 Makassar Selatan | 2180 | Gd Ar Mksar Sltn | ZST1 | PLN Stock Materials | 000000007020351 | TOOL E;TESTER INJECTOR | ZM0702 | SET | NORMAL | 0 | 0 | 0 | 0 | 1005 | HAR-Persediaan Umum
7400 | UIW Sulselrabar | 7428 | PLN UP3 Makassar Selatan | 2180 | Gd Ar Mksar Sltn | ZST1 | PLN Stock Materials | 000000007020359 | TOOL E;AMPERE METER 100A | ZM0702 | BH | NORMAL | 0 | 0 | 0 | 0 | 1005 | HAR-Persediaan Umum
7400 | UIW Sulselrabar | 7428 | PLN UP3 Makassar Selatan | 2180 | Gd Ar Mksar Sltn | ZST1 | PLN Stock Materials | 000000007020360 | TOOL E;AMPERE METER 20 KV | ZM0702 | SET | HAPUS | 0 | 0 | 0 | 0 | 1021 | HAR-Material Utk Dihapus
7400 | UIW Sulselrabar | 7428 | PLN UP3 Makassar Selatan | 2180 | Gd Ar Mksar Sltn | ZST1 | PLN Stock Materials | 000000007020372 | TOOL E;MEGGER DIGITAL 10KV | ZM0702 | SET | NORMAL | 0 | 0 | 0 | 0 | 1005 | HAR-Persediaan Umum
7400 | UIW Sulselrabar | 7428 | PLN UP3 Makassar Selatan | 2180 | Gd Ar Mksar Sltn | ZST1 | PLN Stock Materials | 000000007020375 | TOOL E;PWR FACTOR SLIP ON 20 LKP HC | ZM0702 | SET | HAPUS | 0 | 0 | 0 | 0 | 1021 | HAR-Material Utk Dihapus
7400 | UIW Sulselrabar | 7428 | PLN UP3 Makassar Selatan | 2180 | Gd Ar Mksar Sltn | ZST1 | PLN Stock Materials | 000000007020377 | TOOL E;THERMO GUN | ZM0702 | SET | NORMAL | 0 | 0 | 0 | 0 | 1005 | HAR-Persediaan Umum
7400 | UIW Sulselrabar | 7428 | PLN UP3 Makassar Selatan | 2180 | Gd Ar Mksar Sltn | ZST1 | PLN Stock Materials | 000000007020404 | TOOL E;ZINC OXIDE LA TESTER | ZM0702 | BH | NORMAL | 0 | 0 | 0 | 0 | 1005 | HAR-Persediaan Umum
7400 | UIW Sulselrabar | 7428 | PLN UP3 Makassar Selatan | 2180 | Gd Ar Mksar Sltn | ZST1 | PLN Stock Materials | 000000007020410 | TOOL E;TANG AMPER DIGITAL 300A | ZM0702 | BH | NORMAL | 0 | 0 | 0 | 0 | 1005 | HAR-Persediaan Umum
7400 | UIW Sulselrabar | 7428 | PLN UP3 Makassar Selatan | 2180 | Gd Ar Mksar Sltn | ZST1 | PLN Stock Materials | 000000007020416 | TOOL E;PENGUPAS KABEL HIC150MM PDKB | ZM0702 | BH | NORMAL | 0 | 0 | 0 | 0 | 1005 | HAR-Persediaan Umum
7400 | UIW Sulselrabar | 7428 | PLN UP3 Makassar Selatan | 2180 | Gd Ar Mksar Sltn | ZST1 | PLN Stock Materials | 000000007020422 | TOOL E;POLE STRAP PDKB | ZM0702 | BH | NORMAL | 0 | 0 | 0 | 0 | 1005 | HAR-Persediaan Umum
7400 | UIW Sulselrabar | 7428 | PLN UP3 Makassar Selatan | 2180 | Gd Ar Mksar Sltn | ZST1 | PLN Stock Materials | 000000007020428 | TOOL E;PENGUPAS KABEL HIC240MM PDKB | ZM0702 | BH | NORMAL | 0 | 0 | 0 | 0 | 1005 | HAR-Persediaan Umum
7400 | UIW Sulselrabar | 7428 | PLN UP3 Makassar Selatan | 2180 | Gd Ar Mksar Sltn | ZST1 | PLN Stock Materials | 000000007020534 | TOOL E;RELAY TESTER & MEASUREMENT | ZM0702 | U | NORMAL | 0 | 0 | 0 | 0 | 1005 | HAR-Persediaan Umum
7400 | UIW Sulselrabar | 7428 | PLN UP3 Makassar Selatan | 2180 | Gd Ar Mksar Sltn | ZST1 | PLN Stock Materials | 000000007020538 | TOOL E;PHASE INDICATOR | ZM0702 | U | NORMAL | 0 | 0 | 0 | 0 | 1005 | HAR-Persediaan Umum
7400 | UIW Sulselrabar | 7428 | PLN UP3 Makassar Selatan | 2180 | Gd Ar Mksar Sltn | ZST1 | PLN Stock Materials | 000000007020604 | TOOL E;PORTABLE TERA PRECISION | ZM0702 | SET | NORMAL | 0 | 0 | 0 | 0 | 1005 | HAR-Persediaan Umum
7400 | UIW Sulselrabar | 7428 | PLN UP3 Makassar Selatan | 2180 | Gd Ar Mksar Sltn | ZST1 | PLN Stock Materials | 000000007020691 | TOOL E;TEST EQUIPMENT DC+AC HIPOT | ZM0702 | BH | NORMAL | 0 | 0 | 0 | 0 | 1005 | HAR-Persediaan Umum
7400 | UIW Sulselrabar | 7428 | PLN UP3 Makassar Selatan | 2180 | Gd Ar Mksar Sltn | ZST1 | PLN Stock Materials | 000000007020705 | TOOL E;RADIO BASE STATION GM338 VHF | ZM0702 | U | NORMAL | 0 | 0 | 0 | 0 | 1005 | HAR-Persediaan Umum
7400 | UIW Sulselrabar | 7428 | PLN UP3 Makassar Selatan | 2180 | Gd Ar Mksar Sltn | ZST1 | PLN Stock Materials | 000000007020706 | TOOL E;CHARGER AKI | ZM0702 | BH | NORMAL | 0 | 0 | 0 | 0 | 1005 | HAR-Persediaan Umum
7400 | UIW Sulselrabar | 7428 | PLN UP3 Makassar Selatan | 2180 | Gd Ar Mksar Sltn | ZST1 | PLN Stock Materials | 000000007020711 | TOOL E;STICK GROUNDING 20kV | ZM0702 | SET | NORMAL | 0 | 0 | 0 | 0 | 1005 | HAR-Persediaan Umum
7400 | UIW Sulselrabar | 7428 | PLN UP3 Makassar Selatan | 2180 | Gd Ar Mksar Sltn | ZST1 | PLN Stock Materials | 000000007020722 | TOOL E;EARTH TESTER DIGITAL | ZM0702 | BH | NORMAL | 0 | 0 | 0 | 0 | 1005 | HAR-Persediaan Umum
7400 | UIW Sulselrabar | 7428 | PLN UP3 Makassar Selatan | 2180 | Gd Ar Mksar Sltn | ZST1 | PLN Stock Materials | 000000007020727 | TOOL E;TANG AMPERE 3 PHASA | ZM0702 | BH | NORMAL | 0 | 0 | 0 | 0 | 1005 | HAR-Persediaan Umum
7400 | UIW Sulselrabar | 7428 | PLN UP3 Makassar Selatan | 2180 | Gd Ar Mksar Sltn | ZST1 | PLN Stock Materials | 000000007020732 | TOOL E;TEROPONG CLOSE FOCUS (FT/M):20/6 | ZM0702 | BH | NORMAL | 0 | 0 | 0 | 0 | 1005 | HAR-Persediaan Umum
7400 | UIW Sulselrabar | 7428 | PLN UP3 Makassar Selatan | 2180 | Gd Ar Mksar Sltn | ZST1 | PLN Stock Materials | 000000007020742 | TOOL E;TELESCOPIC HOT STICK 10.5M | ZM0702 | BH | NORMAL | 0 | 0 | 0 | 0 | 1005 | HAR-Persediaan Umum
7400 | UIW Sulselrabar | 7428 | PLN UP3 Makassar Selatan | 2180 | Gd Ar Mksar Sltn | ZST1 | PLN Stock Materials | 000000007020755 | TOOL E;LAPTOP | ZM0702 | BH | NORMAL | 0 | 0 | 0 | 0 | 1007 | HAR-Instalasi dan Mesin
7400 | UIW Sulselrabar | 7428 | PLN UP3 Makassar Selatan | 2180 | Gd Ar Mksar Sltn | ZST1 | PLN Stock Materials | 000000007020780 | TOOL E;TERA 3PH PORTABLE | ZM0702 | SET | NORMAL | 0 | 0 | 0 | 0 | 1005 | HAR-Persediaan Umum
7400 | UIW Sulselrabar | 7428 | PLN UP3 Makassar Selatan | 2180 | Gd Ar Mksar Sltn | ZST1 | PLN Stock Materials | 000000007020794 | TOOL E;QUALSTIK PLUS 8-061 XT PLUS HC | ZM0702 | U | NORMAL | 0 | 0 | 0 | 0 | 1005 | HAR-Persediaan Umum
7400 | UIW Sulselrabar | 7428 | PLN UP3 Makassar Selatan | 2180 | Gd Ar Mksar Sltn | ZST1 | PLN Stock Materials | 000000007020832 | TOOL E;SMART ARRESTER | ZM0702 | SET | NORMAL | 0 | 0 | 0 | 0 | 1005 | HAR-Persediaan Umum
7400 | UIW Sulselrabar | 7428 | PLN UP3 Makassar Selatan | 2180 | Gd Ar Mksar Sltn | ZST1 | PLN Stock Materials | 000000007020900 | TOOL E;DONGLE FUSESAVER | ZM0702 | U | NORMAL | 0 | 0 | 0 | 0 | 1005 | HAR-Persediaan Umum
7400 | UIW Sulselrabar | 7428 | PLN UP3 Makassar Selatan | 2180 | Gd Ar Mksar Sltn | ZST1 | PLN Stock Materials | 000000007020901 | TOOL E;FAULT INDICATOR+RTU | ZM0702 | BH | NORMAL | 0 | 0 | 0 | 0 | 1005 | HAR-Persediaan Umum
7400 | UIW Sulselrabar | 7428 | PLN UP3 Makassar Selatan | 2180 | Gd Ar Mksar Sltn | ZST1 | PLN Stock Materials | 000000007020902 | TOOL E;MOBIL SENTUH LANGSUNG PDKB | ZM0702 | U | NORMAL | 0 | 0 | 0 | 0 | 1005 | HAR-Persediaan Umum
7400 | UIW Sulselrabar | 7428 | PLN UP3 Makassar Selatan | 2180 | Gd Ar Mksar Sltn | ZST1 | PLN Stock Materials | 000000007020903 | TOOL E;LINE HOSE CLASS 3 STYLE B 3 ft | ZM0702 | BH | NORMAL | 0 | 0 | 0 | 0 | 1005 | HAR-Persediaan Umum
7400 | UIW Sulselrabar | 7428 | PLN UP3 Makassar Selatan | 2180 | Gd Ar Mksar Sltn | ZST1 | PLN Stock Materials | 000000007020904 | TOOL E;LINE HOSE CLASS 3 STYLE B 4.5 ft | ZM0702 | BH | NORMAL | 0 | 0 | 0 | 0 | 1005 | HAR-Persediaan Umum
7400 | UIW Sulselrabar | 7428 | PLN UP3 Makassar Selatan | 2180 | Gd Ar Mksar Sltn | ZST1 | PLN Stock Materials | 000000007020907 | TOOL E;RUBBER GLOVES TESTER PDKB | ZM0702 | SET | NORMAL | 0 | 0 | 0 | 0 | 1005 | HAR-Persediaan Umum
7400 | UIW Sulselrabar | 7428 | PLN UP3 Makassar Selatan | 2180 | Gd Ar Mksar Sltn | ZST1 | PLN Stock Materials | 000000007020908 | TOOL E;RUBBER GLOVES CLAMP PDKB | ZM0702 | BH | NORMAL | 0 | 0 | 0 | 0 | 1005 | HAR-Persediaan Umum
7400 | UIW Sulselrabar | 7428 | PLN UP3 Makassar Selatan | 2180 | Gd Ar Mksar Sltn | ZST1 | PLN Stock Materials | 000000007020925 | TOOL E;HANGER BY PASS JUMPER CONNECTOR | ZM0702 | BH | NORMAL | 0 | 0 | 0 | 0 | 1005 | HAR-Persediaan Umum
7400 | UIW Sulselrabar | 7428 | PLN UP3 Makassar Selatan | 2180 | Gd Ar Mksar Sltn | ZST1 | PLN Stock Materials | 000000007040006 | TOOL S;INSULATING BOOTS 20kV | ZM0704 | PSG | NORMAL | 0 | 0 | 0 | 0 | 1005 | HAR-Persediaan Umum
7400 | UIW Sulselrabar | 7428 | PLN UP3 Makassar Selatan | 2180 | Gd Ar Mksar Sltn | ZST1 | PLN Stock Materials | 000000007040009 | TOOL S;SAFETY BELT | ZM0704 | BH | NORMAL | 0 | 0 | 0 | 0 | 1005 | HAR-Persediaan Umum
7400 | UIW Sulselrabar | 7428 | PLN UP3 Makassar Selatan | 2180 | Gd Ar Mksar Sltn | ZST1 | PLN Stock Materials | 000000007040015 | TOOL S;TENSION STRING COVER PDKB | ZM0704 | BH | NORMAL | 0 | 0 | 0 | 0 | 1005 | HAR-Persediaan Umum
7400 | UIW Sulselrabar | 7428 | PLN UP3 Makassar Selatan | 2180 | Gd Ar Mksar Sltn | ZST1 | PLN Stock Materials | 000000007040016 | TOOL S;SAFETY SHOES | ZM0704 | PSG | NORMAL | 0 | 0 | 0 | 0 | 1005 | HAR-Persediaan Umum
7400 | UIW Sulselrabar | 7428 | PLN UP3 Makassar Selatan | 2180 | Gd Ar Mksar Sltn | ZST1 | PLN Stock Materials | 000000007040032 | TOOL M;SEPATU KATAK | ZM0704 | BH | NORMAL | 0 | 0 | 0 | 0 | 1005 | HAR-Persediaan Umum
7400 | UIW Sulselrabar | 7428 | PLN UP3 Makassar Selatan | 2180 | Gd Ar Mksar Sltn | ZST1 | PLN Stock Materials | 000000007040046 | TOOL S;COTTON GLOVES | ZM0704 | PSG | NORMAL | 0 | 0 | 0 | 0 | 1005 | HAR-Persediaan Umum
7400 | UIW Sulselrabar | 7428 | PLN UP3 Makassar Selatan | 2180 | Gd Ar Mksar Sltn | ZST1 | PLN Stock Materials | 000000007040054 | TOOL S;SARUNG TANGAN KAIN | ZM0704 | PSG | NORMAL | 0 | 0 | 0 | 0 | 1005 | HAR-Persediaan Umum
7400 | UIW Sulselrabar | 7428 | PLN UP3 Makassar Selatan | 2180 | Gd Ar Mksar Sltn | ZST1 | PLN Stock Materials | 000000007040060 | TOOL S;BAJU KERJA | ZM0704 | BH | NORMAL | 0 | 0 | 0 | 0 | 1005 | HAR-Persediaan Umum
7400 | UIW Sulselrabar | 7428 | PLN UP3 Makassar Selatan | 2180 | Gd Ar Mksar Sltn | ZST1 | PLN Stock Materials | 000000007040066 | TOOL S;SARUNG TANGAN KULIT | ZM0704 | PSG | NORMAL | 0 | 0 | 0 | 0 | 1005 | HAR-Persediaan Umum
7400 | UIW Sulselrabar | 7428 | PLN UP3 Makassar Selatan | 2180 | Gd Ar Mksar Sltn | ZST1 | PLN Stock Materials | 000000007040072 | TOOL S;KACAMATA ANTI UV (GOGLASS) | ZM0704 | BH | NORMAL | 0 | 0 | 0 | 0 | 1005 | HAR-Persediaan Umum
7400 | UIW Sulselrabar | 7428 | PLN UP3 Makassar Selatan | 2180 | Gd Ar Mksar Sltn | ZST1 | PLN Stock Materials | 000000007040075 | TOOL S;SAFETY HELMET | ZM0704 | BH | NORMAL | 0 | 0 | 0 | 0 | 1005 | HAR-Persediaan Umum
7400 | UIW Sulselrabar | 7428 | PLN UP3 Makassar Selatan | 2180 | Gd Ar Mksar Sltn | ZST1 | PLN Stock Materials | 000000007040094 | TOOL S;BOX P3K | ZM0704 | SET | NORMAL | 0 | 0 | 0 | 0 | 1005 | HAR-Persediaan Umum
7400 | UIW Sulselrabar | 7428 | PLN UP3 Makassar Selatan | 2180 | Gd Ar Mksar Sltn | ZST1 | PLN Stock Materials | 000000007040095 | TOOL S;SAFETY SHOES 20KV | ZM0704 | PSG | NORMAL | 0 | 0 | 0 | 0 | 1005 | HAR-Persediaan Umum
7400 | UIW Sulselrabar | 7428 | PLN UP3 Makassar Selatan | 2180 | Gd Ar Mksar Sltn | ZST1 | PLN Stock Materials | 000000007040128 | TOOL S;SAFETY HELMET FOR PDKB | ZM0704 | BH | NORMAL | 0 | 0 | 0 | 0 | 1005 | HAR-Persediaan Umum
7400 | UIW Sulselrabar | 7428 | PLN UP3 Makassar Selatan | 2180 | Gd Ar Mksar Sltn | ZST1 | PLN Stock Materials | 000000007040140 | TOOL S;LEATHER GLOVE PROTECTOR PDKB | ZM0704 | SET | NORMAL | 0 | 0 | 0 | 0 | 1005 | HAR-Persediaan Umum
7400 | UIW Sulselrabar | 7428 | PLN UP3 Makassar Selatan | 2180 | Gd Ar Mksar Sltn | ZST1 | PLN Stock Materials | 000000007040164 | TOOL S;SAFETY CONE;RUBBER | ZM0704 | BH | NORMAL | 0 | 0 | 0 | 0 | 1005 | HAR-Persediaan Umum
7400 | UIW Sulselrabar | 7428 | PLN UP3 Makassar Selatan | 2180 | Gd Ar Mksar Sltn | ZST1 | PLN Stock Materials | 000000007040165 | TOOL S;SEPATU ISOLASI 20KV | ZM0704 | U | NORMAL | 0 | 0 | 0 | 0 | 1005 | HAR-Persediaan Umum
7400 | UIW Sulselrabar | 7428 | PLN UP3 Makassar Selatan | 2180 | Gd Ar Mksar Sltn | ZST1 | PLN Stock Materials | 000000008050057 | LUBE;N;MEDITRAN S 40 | ZM0805 | L | NORMAL | 480 | 0 | 0 | 0 | 4004 | FUEL-Minyak & Pelumas
7400 | UIW Sulselrabar | 7428 | PLN UP3 Makassar Selatan | 2180 | Gd Ar Mksar Sltn | ZST1 | PLN Stock Materials | 000000008050089 | LUBE;N;SHELL DIALA B | ZM0805 | L | NORMAL | 342 | 0 | 0 | 0 | 4004 | FUEL-Minyak & Pelumas
7400 | UIW Sulselrabar | 7428 | PLN UP3 Makassar Selatan | 2180 | Gd Ar Mksar Sltn | ZST1 | PLN Stock Materials | 000000008050330 | LUBE;N;MEDITRAN SX 15W-40 PLUS CI4 | ZM0805 | L | NORMAL | 3000 | 0 | 0 | 0 | 4004 | FUEL-Minyak & Pelumas
7400 | UIW Sulselrabar | 7428 | PLN UP3 Makassar Selatan | 2180 | Gd Ar Mksar Sltn | ZST1 | PLN Stock Materials | 000000009030001 | MATERIAL HAPUS PLN SULSELRABAR | ZM0903 | LOT | HAPUS | 0 | 0 | 0 | 0 | 1021 | HAR-Material Utk Dihapus
7400 | UIW Sulselrabar | 7428 | PLN UP3 Makassar Selatan |  |  | ZST1 | PLN Stock Materials | 000000002090032 | LA;20-24kV;K;10kA;POLYMER;; | ZM0209 | BH | NORMAL | 0 | 0 | 0 | 12 | 1001 | HAR-Switchgear&Jaringan
7400 | UIW Sulselrabar | 7428 | PLN UP3 Makassar Selatan |  |  | ZST1 | PLN Stock Materials | 000000002150173 | CUB;N ISO;LBS MOTORIZE;24KV;630A;16KA | ZM0215 | SET | NORMAL | 0 | 0 | 0 | 1 | 1001 | HAR-Switchgear&Jaringan
7400 | UIW Sulselrabar | 7428 | PLN UP3 Makassar Selatan |  |  | ZST1 | PLN Stock Materials | 000000003190002 | CUT OUT;20kV;6-100A;10kA;125kV | ZM0319 | BH | NORMAL | 0 | 0 | 0 | 12 | 1001 | HAR-Switchgear&Jaringan
7400 | UIW Sulselrabar | 7428 | PLN UP3 Makassar Selatan |  |  | ZST1 | PLN Stock Materials | 000000003280185 | CONN;20kV;H;AL;150-150mm2;PRS; | ZM0328 | BH | NORMAL | 0 | 0 | 0 | 18 | 1001 | HAR-Switchgear&Jaringan
7400 | UIW Sulselrabar | 7428 | PLN UP3 Makassar Selatan |  |  | ZST1 | PLN Stock Materials | 000000003280253 | CONN;20kV;H;AL;70-150mm2;PRS; | ZM0328 | BH | NORMAL | 0 | 0 | 0 | 12 | 1001 | HAR-Switchgear&Jaringan

## Sheet2
No. | Material | Material Description | Base Unit of Measure | Stok SAP | Stok FISIK
1 | 2030022 | DS;K;20kV;3P;630A;;;OD | U | 9 | 6
2 | 2050045 | CT;20kV;K;100-200/5-5A;0.2;;ID | BH | 1 | 1
3 | 2050085 | CT;20kV;K;50-100/5-5A;0.2;;ID | BH | 1 | 1
4 | 2050092 | CT;20kV;K;75-150/5-5A;0.2;;ID | BH | 1 | 1
5 | 2050097 | CT;380/220V;RING;100/5A;1;5VA;P | BH | 50 | 62
6 | 2050100 | CT;380/220V;RING;150/5A;0.5;5VA;P | BH | 138 | 135
7 | 2050103 | CT;380/220V;RING;200/5A;0.5;5VA;P | BH | 74 | 71
8 | 2050106 | CT;380/220V;RING;250/5A;0.5;5VA;P | BH | 221 | 0
9 | 2050115 | CT;380/220V;RING;50/5A;0.5;5VA;P | BH | 16 | 19
10 | 2050131 | CT;380/220V;SQUARE;1000/5A;2;5VA;P | BH | 1 | 1
11 | 2050193 | CT;380/220V;RING;100/5A;0.5S;2.5VA;P | BH | 117 | 118
12 | 2050327 | CT;20kV;K;20/5A;0.5;15VA;ID | BH | 0 | 2
13 | 2050344 | CT;20kV;K;30/5A;0.2;15VA;ID | BH | 4 | 4
14 | 2050419 | CT;20kV;K;150/5A;0.2;15VA;OD | BH | 3 | 0
15 | 2050511 | CT;20kV;K;400/5A;0.5;30VA;ID | BH | 2 | 2
16 | 2050730 | CT;380/220V;RING;125/5A;1;3.75VA;P | BH | 73 | 73
17 | 2050734 | CT;380/220V;RING;160/5A;0.5;2.5VA;P | BH | 96 | 96
18 | 2050735 | CT;380/220V;RING;160/5A;0.5;5VA;P | BH | 317 | 317
19 | 2050740 | CT;380/220V;RING;200/5A;0.5S;5VA;P | BH | 97 | 88
20 | 2050743 | CT;380/220V;RING;250/5A;0.5S;5VA;P | BH | 95 | 95
21 | 2050745 | CT;380/220V;RING;300/5A;0.5S;5VA;P | BH | 102 | 102
22 | 2054283 | CT;20KV;BLOK;30/5;0,2S-5P10;5VA;ID | BH | 3 | 3
23 | 2054364 | CT;380/220V;RING;150/5A;0.5S;2.5VA;ID | BH | 94 | 91
24 | 2054472 | CT;20kV;K;100/5-5A;0.5S;10VA;ID | BH | 3 | 0
25 | 2054483 | CT;20kV;K;20/5A;0.2S;15-10VA;ID | BH | 9 | 9
26 | 2054517 | CT;20kV;K;10/5A;0.2S;15-10VA;OD | BH | 3 | 0
27 | 2054522 | CT;20kV;K;40/5A;0.2S;15-10VA;OD | BH | 3 | 3
28 | 2054529 | CT;20kV;K;300/5A;0.2S;15-10VA;OD | BH | 2 | 0
29 | 2070044 | PT;20kV;K;;20000/V3-100/V3;0.5;50VA;ID | BH | 0 | 3
30 | 2150599 | CUB;N ISO;CBOG MOT MTR;24KV;630A;16KA | SET | 1 | 0
31 | 2190218 | MTR;kWH E;;3P;230/400V;5-80A;1;;4W | BH | 632 | 1341
32 | 2190224 | MTR;kWH E-PR;;1P;230V;5-60A;1;;2W | BH | 416 | 2724
33 | 2190231 | MTR;kWH E;;1P;230V;5-40A;1;;2W | BH | 237 | 460
34 | 2190252 | MTR;kWH E-PR;;3P;230/400V;5-80A;1;;4W | BH | 6 | 4
35 | 2190253 | MTR;kWH E;3P;230/400V;5-10A;1;;4W | BH | 84 | 129
36 | 2190438 | MTR;kWHE;;3P;57.7/100V-230/400;5A;0.5;4W | BH | 41 | 0
37 | 2190822 | MTR;SPLU;PR;1P;230V;5-60A;1;;2W | BH | 31 | 32
38 | 2200004 | MTR ACC;SEGEL PLASTIC | BH | 1700 | 400
39 | 2200091 | MTR ACC;MODEM AMR GSM/GPRS | BH | 215 | 0
40 | 2240044 | FUSE;380/220V;250A;SQUARE;1 | BH | 2820 | 2866
41 | 2240048 | FUSE;380/220V;300A;SQUARE;2 | BH | 1440 | 1440
42 | 2240049 | FUSE;380/220V;315A;SQUARE;2 | BH | 1497 | 1500
43 | 2240067 | FUSE;380/220V;63A;SQUARE;1 | BH | 2149 | 2149
44 | 2240072 | FUSE;380/220V;80A;SQUARE;1 | BH | 3364 | 3364
45 | 2240120 | FUSE;380/220V;100A;SQUARE;2 | BH | 1789 | 1995
46 | 2240121 | FUSE;380/220V;125A;SQUARE;2 | BH | 2450 | 2449
47 | 2240122 | FUSE;380/220V;160A;SQUARE;2 | BH | 2263 | 2144
48 | 2240123 | FUSE;380/220V;200A;SQUARE;2 | BH | 3072 | 2520
49 | 3040045 | POLE ACC;BOLT NUT & WASHER 5/8" | BH | 362 | 362
50 | 3040188 | POLE ACC;STAINLESS STEEL STRAP | M | 0 | 4564
51 | 3040199 | POLE ACC;U UNION ZADEL 5/8" | BH | 11664.32 | 11664
52 | 3040324 | POLE ACC;YOKES/STOPING BUCKLE | BH | 3970.304 | 4234
53 | 3050050 | CONDUCTOR;AAAC-S;240mm2; | M | 0 | 16
54 | 3050081 | CONDUCTOR;AAAC;70mm2; | M | 0 | 1131
55 | 3050084 | CONDUCTOR;AAAC-S;150mm2; | M | 569 | 3148
56 | 3050088 | CONDUCTOR;AAAC-S;70mm2; | M | 863 | 64
57 | 3060063 | COND ACC;F-NECK DBL SIDETIES SEMI CON150 | BH | 255 | 335
58 | 3060122 | COND ACC;DEAD END ASSEMBLY | BH | 25 | 0
59 | 3060129 | COND ACC;NON TENSION JOINT AL 50mm2 | BH | 55 | 73
60 | 3060145 | COND ACC;JOINT SLEEVE AL 150mm2 | BH | 41 | 0
61 | 3060146 | COND ACC;JOINT SLEEVE AL 240mm2 | BH | 930 | 950
62 | 3060315 | COND ACC;JOINT ALCU 35-35mm2 COMP | BH | 987 | 1059
63 | 3060317 | COND ACC;JOINT ALCU 35-70mm2 COMP | BH | 1529 | 1452
64 | 3060318 | COND ACC;JOINT ALCU 50-50mm2 COMP | BH | 2389 | 2389
65 | 3060319 | COND ACC;JOINT ALCU 50-70mm2 COMP | BH | 732 | 736
66 | 3060320 | COND ACC;JOINT ALCU 70-70mm2 COMP | BH | 0 | 2
67 | 3060469 | COND ACC;JOINT ALCU 70-50mm2 COMP | BH | 1433 | 1450
68 | 3060676 | COND ACC;JOINTING SINGLECORE 1x50-300mm2 | SET | 3 | 0
69 | 3061259 | COND ACC;JOINTING THREE CORE 3X50-300MM2 | SET | 5 | 0
70 | 3061298 | COND ACC;F-NECK DBL SIDETIES SEMI CON 70 | BH | 438 | 459
71 | 3061427 | COND ACC;F-NECK DBL SIDETIES SEMI CON240 | BH | 255 | 255
72 | 3061659 | COND ACC;TREE GUARD PE 150-240 MM2 | BH | 600 | 0
73 | 3070152 | ISOLATOR;LINEPOST;POLYMER;24KV;;12.5kN | BH | 50 | 19
74 | 3070154 | ISOLATOR;SUSP;POLYMER;24KV;;70kN | BH | 6 | 0
75 | 3110014 | CABLE PWR;NA2XSEYBY;3X150mm2;20kV;UG | M | 850 | 852
76 | 3110015 | CABLE PWR;NA2XSEYBY;3X240mm2;20kV;UG | M | 0 | 23
77 | 3110025 | CABLE PWR;NFA2X;2X10mm2;0.6/1kV;OH | M | 58635 | 31238
78 | 3110029 | CABLE PWR;NFA2X;4X16mm2;0.6/1kV;OH | M | 0 | 393
79 | 3110034 | CABLE PWR;NFA2XSY-T;3X150+1X95;20kV;OH | M | 0 | 19
80 | 3110039 | CABLE PWR;NFA2X-T;3X35+1X35;0.6/1kV;OH | M | 1011.5 | 0
81 | 3110055 | CABLE PWR;NYFGBY;4X35mm2;0.6/1kV;UG | M | 0 | 15
82 | 3110514 | CABLE PWR;NYY;1X70mm2;0.6/1kV;Opstig | M | 0 | 128
83 | 3110515 | CABLE PWR;NYY;1X95mm2;0.6/1kV;Opstig | M | 21 | 94
84 | 3110516 | CABLE PWR;NYY;1X150mm2;0.6/1kV;Opstig | M | 3141 | 2956
85 | 3110542 | CABLE PWR;NFA2X-T;3X70+1X70;0.6/1kV;OH | M | 5 | 3081
86 | 3120042 | CABLE PWR ACC;FIXING COLLAR FOR ST 1.5IN | BH | 2867 | 3346
87 | 3120060 | CABLE PWR ACC;LINK 25X25mm | BH | 1840 | 1838
88 | 3120061 | CABLE PWR ACC;LINK 25X50mm | BH | 1830 | 1954
89 | 3120092 | CABLE PWR ACC;SUSPENSION ASSY 70mm | SET | 0 | 4
90 | 3120126 | CABLE PWR ACC;CABLE SHOE AL 35mm2 | BH | 1929 | 1929
91 | 3120142 | CABLE PWR ACC;WEDGE CLAMP 2x(6-16)mm | BH | 0 | 0
92 | 3120154 | CABLE PWR ACC;CABLE SHOE AL-CU 1H 35mm2 | BH | 1782 | 1706
93 | 3120155 | CABLE PWR ACC;CABLE SHOE AL-CU 1H 50mm2 | BH | 4125 | 4020
94 | 3120159 | CABLE PWR ACC;CABLE SHOE AL-CU 1H 150mm2 | BH | 1802 | 1814
95 | 3120161 | CABLE PWR ACC;CABLE SHOE AL-CU 1H 240mm2 | BH | 2512 | 2608
96 | 3120171 | CABLE PWR ACC;CABLE SHOE AL-CU 2H 150mm2 | BH | 2755 | 1200
97 | 3120226 | CABLE PWR ACC;CABLE SHOE CU ID 1H 35mm2 | BH | 4002 | 3958
98 | 3120227 | CABLE PWR ACC;CABLE SHOE CU ID 1H 50mm2 | BH | 5707 | 5684
99 | 3120228 | CABLE PWR ACC;CABLE SHOE CU ID 1H 70mm2 | BH | 953 | 786
100 | 3120229 | CABLE PWR ACC;CABLE SHOE CU ID 1H 95mm2 | BH | 7949.003 | 8203
101 | 3120231 | CABLE PWR ACC;CABLE SHOE CU ID 1H 150mm2 | BH | 4263 | 4441
102 | 3120373 | CABLE PWR ACC;FLATWISE ELBOW 10-300 | BH | 8347.383 | 8347
103 | 3120419 | CABLE PWR ACC;CABLE SHOE AL 25mm2 | BH | 18 | 18
104 | 3150205 | TERM;20kV;;SINGLE CORE;;240-300sqmm;;OD | SET | 20 | 45
105 | 3160014 | TERM ACC;TERM CABLE;;1X95mm2;ID | BH | 2 | 2
106 | 3160015 | TERM ACC;TERM CABLE;;1X95mm2;OD | BH | 2 | 2
107 | 3160031 | TERM ACC;TERM CABLE;20KV;3X150;OD | BH | 10 | 3
108 | 3160082 | TERM ACC;ELASTIMOLD 240 MM2 | SET | 9 | 9
109 | 3190002 | CUT OUT;20kV;6-100A;10kA;125kV | BH | 0 | 13
110 | 3200002 | CUT OUT ACC;FUSE LINK 20kV 10A | BH | 668 | 683
111 | 3200004 | CUT OUT ACC;FUSE LINK 20kV 15A | BH | 1932 | 1947
112 | 3200005 | CUT OUT ACC;FUSE LINK 20kV 20A | BH | 3177 | 4109
113 | 3200007 | CUT OUT ACC;FUSE LINK 20kV 25A | BH | 1577 | 2230
114 | 3200009 | CUT OUT ACC;FUSE LINK 20kV 30A | BH | 780 | 850
115 | 3200012 | CUT OUT ACC;FUSE LINK 20kV 50A | BH | 39 | 39
116 | 3200016 | CUT OUT ACC;FUSE LINK 20kV 80A | BH | 70 | 70
117 | 3200018 | CUT OUT ACC;FUSE LINK 20kV 5A | BH | 28 | 0
118 | 3200056 | CUT OUT ACC;COVER BUSH FCO ATAS | SET | 405 | 0
119 | 3250023 | MCB;380/440V;3P;160A;50Hz;MCCB | BH | 13 | 2
120 | 3250032 | MCB;380/440V;3P;63A;50Hz;MCCB | BH | 0 | 11
121 | 3250034 | MCB;380/440V;3P;80A;50Hz;MCCB | BH | 26 | 26
122 | 3250046 | MCB;230/400V;1P;2A;50Hz; | BH | 1673 | 1695
123 | 3250048 | MCB;230/400V;1P;4A;50Hz; | BH | 6363 | 6241
124 | 3250050 | MCB;230/400V;1P;6A;50Hz; | BH | 4041 | 4001
125 | 3250052 | MCB;230/400V;1P;10A;50Hz; | BH | 1086 | 1228
126 | 3250054 | MCB;230/400V;1P;16A;50Hz; | BH | 210 | 210
127 | 3250056 | MCB;230/400V;1P;20A;50Hz; | BH | 134 | 240
128 | 3250058 | MCB;230/400V;1P;25A;50Hz; | BH | 541 | 496
129 | 3250060 | MCB;230/400V;1P;50A;50Hz; | BH | 515 | 553
130 | 3250063 | MCB;380/440V;3P;100A;50HZ;MCCB | BH | 43 | 35
131 | 3250064 | MCB;380/440V;3P;125A;50HZ;MCCB | BH | 39 | 35
132 | 3250076 | MCB;230/400V;3P;200A;50Hz;MCCB | BH | 20 | 17
133 | 3250077 | MCB;230/400V;3P;225A;50Hz;MCCB | BH | 25 | 21
134 | 3250097 | MCB;230/400V;3P;10A;50Hz; | BH | 743 | 746
135 | 3250099 | MCB;230/400V;3P;16A;50Hz; | BH | 114 | 130
136 | 3250100 | MCB;230/400V;3P;20A;50Hz; | BH | 607 | 610
137 | 3250102 | MCB;230/400V;3P;25A;50Hz; | BH | 241 | 258
138 | 3250103 | MCB;230/400V;3P;35A;50Hz; | BH | 101 | 105
139 | 3250301 | MCB;230/415V;3P;100A;50Hz;MCCB+SHUNTTRIP | BH | 1 | 5
140 | 3250302 | MCB;230/415V;3P;125A;50Hz;MCCB+SHUNTTRIP | BH | 0 | 3
141 | 3250303 | MCB;230/415V;3P;160A;50Hz;MCCB+SHUNTTRIP | BH | 0 | 3
142 | 3260161 | LVSB;DIST;3P;400V;250A;2LINE;OD | SET | 1 | 0
143 | 3260238 | LVSB;DIST;3P;400V;400A;4LINE;OD | SET | 1 | 0
144 | 3270029 | LVSB ACC;FUSE HOLDER 400A | BH | 863 | 847
145 | 3270063 | LVSB ACC;FUSE HOLDER 250A | BH | 1913 | 1980
146 | 3270170 | LVSB ACC;FUSE HOLDER 630A | BH | 985 | 1075
147 | 3280010 | CONN;;PG W TO W;AL;D35.75-35.75mm2;BOLT | BH | 185 | 305
148 | 3280151 | CONN;20kV;H;AL;35-70/35-70mm2;PRS; | BH | 0 | 249
149 | 3280305 | CONN;1kV;CCOA;AL;35mm2;PRS; | BH | 0 | 1650
150 | 3280337 | CONN;1kV;PIER;AL;6-25/35-70mm2;2BOLT;WP | BH | 2414 | 2147
151 | 4120005 | BOX;APPVI NCBL;ST PLATE; | BH | 3 | 0
152 | 4120015 | BOX;GD SUSUN;ST PLATE 3mm;221X136X366cm | U | 0 | 1
153 | 4120054 | BOX;APPVI TR;ST PLATE 2mm; | BH | 0 | 2
154 | 4120196 | BOX;APPIII MCB 50A;PLAT2mm;420X200X644mm | SET | 5 | 0
155 | 4120262 | BOX;kWH TRPSAT 12;ST PLAT;600X200X1420mm | U | 6 | 6
156 | 4120263 | BOX;kWH TRPSAT 9;ST PLAT;600X200X1220mm | U | 1 | 1
157 | 4120284 | BOX;AMR COMBO;82,5KVA;+Shunt-Trip | U | 2 | 3
158 | 4120285 | BOX;AMR COMBO;105KVA;+Shunt-Trip | U | 2 | 2
159 | 4120286 | BOX;AMR COMBO;131KVA;+Shunt-Trip | U | 2 | 2
160 | 4120287 | BOX;AMR COMBO;164KVA;+Shunt-Trip | U | 2 | 2
161 | 4120288 | BOX;AMR COMBO;197KVA;+Shunt-Trip | U | 3 | 1
162 | 4120318 | BOX;PANEL STANDSPLU;PLAT2MM;1500X520X520 | SET | 1 | 2
163 | 4120320 | BOX;AMR COMBO;53KVA;+SHUNT-TRIP | BH | 3 | 3
164 | 4120321 | BOX;AMR COMBO;66KVA;+SHUNT-TRIP | BH | 3 | 3
165 | 4120325 | BOX;PANEL HOOK SPLU;PLAT 1.6MM; | BH | 8 | 7
166 | 4120402 | BOX;PANEL WALL SPLU;PLT1.2MM;420X300X105 | SET | 10 | 9
167 | 4120463 | BOX;KWH PJU MANDIRI;ST PLATE 2MM; | SET | 35 | 25
168 | 8050057 | LUBE;N;MEDITRAN S 40 | L | 480 | 2
169 | 8050089 | LUBE;N;SHELL DIALA B | L | 342 | 342
170 | 8050330 | LUBE;N;MEDITRAN SX 15W-40 PLUS CI4 | L | 3000 | 14
844
845
846
847
848
849
850
851
852
853
854
855
856
857
858
859
860
861
862
863

## Sheet3
No. | Material | Material Description | Base Unit of Measure | Stok SAP | Stok FISIK
2 | 1030011 | TRF DIS;;20kV/400V;3P;200kVA;DYN5;OD | U | 0 | 0
3 | 1030013 | TRF DIS;;20kV/400V;3P;250kVA;DYN5;OD | U | 0 | 0
4 | 1030017 | TRF DIS;;20kV/400V;3P;400kVA;DYN5;OD | U | 0 | 0
5 | 1030062 | TRF DIS;;20kV/400V;3P;100kVA;YZN5;OD | U | 0 | 0
6 | 1030063 | TRF DIS;;20kV/400V;3P;160kVA;YZN5;OD | U | 0 | 0
7 | 1030064 | TRF DIS;;20kV/400V;3P;200kVA;YZN5;OD | U | 0 | 0
8 | 1030066 | TRF DIS;;20kV/400V;3P;25kVA;YZN5;OD | U | 0 | 0
9 | 1030068 | TRF DIS;;20kV/400V;3P;400kVA;YZN5;OD | U | 0 | 0
10 | 1030069 | TRF DIS;;20kV/400V;3P;50kVA;YZN5;OD | U | 0 | 0
11 | 1030074 | TRF DIS;D3;20kV/400V;3P;100kVA;YZN5;OD | U | 0 | 0
12 | 1030075 | TRF DIS;D3;20kV/400V;3P;160kVA;YZN5;OD | U | 0 | 0
13 | 1030076 | TRF DIS;D3;20kV/400V;3P;200kVA;DYN5;OD | U | 0 | 0
14 | 1030077 | TRF DIS;D3;20kV/400V;3P;250kVA;DYN5;OD | U | 0 | 0
15 | 1030097 | TRF DIS;D3;20kV/400V;3P;50kVA;YZN5;OD | U | 0 | 0
16 | 1030114 | TRF DIS;D3;20kV/400V;3P;400kVA;DYN5;OD | U | 0 | 0
17 | 1030116 | TRF DIS;D3;20kV/231V;1P;50kVA;;OD | U | 0 | 0
18 | 1030132 | TRF DIS;UGB MBL;20kV/400V;3P;250kVA;;OD | U | 0 | 0
19 | 1030180 | TRF DIS;NCSP;11,7kV/231V;1P;50kVA;Iio;OD | BH | 0 | 0
20 | 1030185 | TRF DIS;UGB MBL;20KV/400V;3P;160KVA;;ID | U | 0 | 0
21 | 1030186 | TRF DIS;UGB MBL;20KV/400V;3P;200KVA;;ID | U | 0 | 0
22 | 1060717 | TRF ACC;COVER BUSHING TRAFO | SET | 0 | 0
23 | 1060763 | TRF ACC;COVER ARRESTER 2H | BH | 0 | 0
24 | 2010073 | CB;K;24KV;630A;25KA;SPRING;3P;VACUM | U | 0 | 0
25 | 2010533 | CB;K;20KV/24KV;100A;;FUSESAVER;VACUM; | BH | 0 | 0
26 | 2030022 | DS;K;20kV;3P;630A;;;OD | U | 9 | 6
27 | 2040020 | DS ACC;LIGHTNING ARRESTER 24 KV 10 KA | BH | 0 | 0
28 | 2050045 | CT;20kV;K;100-200/5-5A;0.2;;ID | BH | 1 | 1
29 | 2050070 | CT;20kV;K;25-50/5-5A;0.2;;ID | BH | 0 | 0
30 | 2050085 | CT;20kV;K;50-100/5-5A;0.2;;ID | BH | 1 | 1
31 | 2050092 | CT;20kV;K;75-150/5-5A;0.2;;ID | BH | 1 | 1
32 | 2050097 | CT;380/220V;RING;100/5A;1;5VA;P | BH | 50 | 62
33 | 2050100 | CT;380/220V;RING;150/5A;0.5;5VA;P | BH | 138 | 135
34 | 2050103 | CT;380/220V;RING;200/5A;0.5;5VA;P | BH | 74 | 71
35 | 2050106 | CT;380/220V;RING;250/5A;0.5;5VA;P | BH | 221 | 0
36 | 2050109 | CT;380/220V;RING;300/5A;0.5;5VA;P | BH | 0 | 0
37 | 2050115 | CT;380/220V;RING;50/5A;0.5;5VA;P | BH | 16 | 19
38 | 2050131 | CT;380/220V;SQUARE;1000/5A;2;5VA;P | BH | 1 | 1
39 | 2050193 | CT;380/220V;RING;100/5A;0.5S;2.5VA;P | BH | 117 | 118
40 | 2050300 | CT;20kV;K;10/5A;0.2;15VA;ID | BH | 0 | 0
41 | 2050302 | CT;20kV;K;10/5A;0.2;15VA;OD | BH | 0 | 0
42 | 2050325 | CT;20kV;K;20/5A;0.2;15VA;OD | BH | 0 | 0
43 | 2050327 | CT;20kV;K;20/5A;0.5;15VA;ID | BH | 0 | 2
44 | 2050337 | CT;20kV;K;25/5A;0.5;15VA;ID | BH | 0 | 0
45 | 2050344 | CT;20kV;K;30/5A;0.2;15VA;ID | BH | 4 | 4
46 | 2050355 | CT;20kV;K;40/5A;0.2;15VA;ID | BH | 0 | 0
47 | 2050357 | CT;20kV;K;40/5A;0.2;15VA;OD | BH | 0 | 0
48 | 2050365 | CT;20kV;K;50/5A;0.2;15VA;ID | BH | 0 | 0
49 | 2050386 | CT;20kV;K;75/5A;0.2;15VA;ID | BH | 0 | 0
50 | 2050398 | CT;20kV;K;100/5A;0.2;15VA;OD | BH | 0 | 0
51 | 2050419 | CT;20kV;K;150/5A;0.2;15VA;OD | BH | 3 | 0
52 | 2050451 | CT;20kV;K;300/5A;0.2;15VA;OD | BH | 0 | 0
53 | 2050453 | CT;20kV;K;300/5A;0.5;15VA;ID | BH | 0 | 0
54 | 2050511 | CT;20kV;K;400/5A;0.5;30VA;ID | BH | 2 | 2
55 | 2050531 | CT;150kV;K;1000-2000/5-5A;5P20;24kV;N | BH | 0 | 0
56 | 2050574 | CT;20kV;BLOK;10/5;0.2S-5P10;5VA;ID | BH | 0 | 0
57 | 2050575 | CT;20kV;BLOK;20/5;0.2S-5P10;5VA;ID | BH | 0 | 0
58 | 2050576 | CT;20kV;BLOK;40/5;0.2S-5P10;5VA;ID | BH | 0 | 0
59 | 2050635 | CT;20kV;K;10-20/5A;0.2S;15VA;OD | BH | 0 | 0
60 | 2050722 | CT;24kV;K;500/5-5A;1;30VA;ID | BH | 0 | 0
61 | 2050728 | CT;380/220V;RING;125/5A;0.5;5VA;P | BH | 0 | 0
62 | 2050730 | CT;380/220V;RING;125/5A;1;3.75VA;P | BH | 73 | 73
63 | 2050734 | CT;380/220V;RING;160/5A;0.5;2.5VA;P | BH | 96 | 96
64 | 2050735 | CT;380/220V;RING;160/5A;0.5;5VA;P | BH | 317 | 317
65 | 2050740 | CT;380/220V;RING;200/5A;0.5S;5VA;P | BH | 97 | 88
66 | 2050743 | CT;380/220V;RING;250/5A;0.5S;5VA;P | BH | 95 | 95
67 | 2050745 | CT;380/220V;RING;300/5A;0.5S;5VA;P | BH | 102 | 102
68 | 2050746 | CT;380/220V;RING;600/5A;0.5;7.5VA;P | BH | 0 | 0
69 | 2050833 | CT;20kV;K;30/5-5A;0.2S;10VA;ID | BH | 0 | 0
70 | 2050835 | CT;20kV;K;10/5-5A;0.2S;10VA;ID | BH | 0 | 0
71 | 2050836 | CT;20kV;K;40/5-5A;0.2S;10VA;ID | BH | 0 | 0
72 | 2050847 | CT;20KV;K;15/5-5A;0.2S;10VA;ID | BH | 0 | 0
73 | 2050927 | CT;20kV;K;10/5-5A;0.2S;15-10VA;ID | BH | 0 | 0
74 | 2050929 | CT;20kV;K;20/5-5A;0.2S;15-10VA;ID | BH | 0 | 0
75 | 2050930 | CT;20kV;K;25/5-5A;0.2S;15-10VA;ID | BH | 0 | 0
76 | 2050931 | CT;20kV;K;30/5-5A;0.2S;15-10VA;ID | BH | 0 | 0
77 | 2050932 | CT;20kV;K;40/5-5A;0.2S;15-10VA;ID | BH | 0 | 0
78 | 2050938 | CT;20KV;K;80/5A;0.5;30VA;ID | BH | 0 | 0
79 | 2052560 | CT;20kV;K;75/5-5A;0.2S;15-10VA;ID | BH | 0 | 0
80 | 2054283 | CT;20KV;BLOK;30/5;0,2S-5P10;5VA;ID | BH | 3 | 3
81 | 2054364 | CT;380/220V;RING;150/5A;0.5S;2.5VA;ID | BH | 94 | 91
82 | 2054472 | CT;20kV;K;100/5-5A;0.5S;10VA;ID | BH | 3 | 0
83 | 2054481 | CT;20kV;K;10/5A;0.2S;15-10VA;ID | BH | 0 | 0
84 | 2054483 | CT;20kV;K;20/5A;0.2S;15-10VA;ID | BH | 9 | 9
85 | 2054486 | CT;20kV;K;40/5A;0.2S;15-10VA;ID | BH | 0 | 0
86 | 2054487 | CT;20kV;K;50/5A;0.2S;15-10VA;ID | BH | 0 | 0
87 | 2054489 | CT;20kV;K;75/5A;0.2S;15-10VA;ID | BH | 0 | 0
88 | 2054517 | CT;20kV;K;10/5A;0.2S;15-10VA;OD | BH | 3 | 0
89 | 2054522 | CT;20kV;K;40/5A;0.2S;15-10VA;OD | BH | 3 | 3
90 | 2054529 | CT;20kV;K;300/5A;0.2S;15-10VA;OD | BH | 2 | 0
91 | 2070019 | PT;20kV;KI;IND;20000/V3-100/V3;0.5;100VA | BH | 0 | 0
92 | 2070044 | PT;20kV;K;;20000/V3-100/V3;0.5;50VA;ID | BH | 0 | 3
93 | 2070045 | PT;20kV;K;;20000/V3-100/V3;0.5;50VA;OD | BH | 0 | 0
94 | 2070046 | PT;20kV;K;;20000/V3-100/V3;0.2S;30VA;ID | BH | 0 | 0
95 | 2070192 | PT;20kV;K;OD;20000/V3-100/V3;0.5;100VA | BH | 0 | 0
96 | 2070198 | PT;20kV;K;;20000/V3-100/V3;0.2;50VA;OD | BH | 0 | 0
97 | 2090018 | LA;20-24kV;K;10kA;PORC;;27kV | BH | 0 | 0
98 | 2090024 | LA;20-24kV;K;10kA;RUBBER;;27kV | BH | 0 | 0
99 | 2090032 | LA;20-24kV;K;10kA;POLYMER;; | BH | 0 | 0
100 | 2100004 | LA ACC;MOUNTING BRACKET | BH | 0 | 0
101 | 2150084 | CUB;N ISO;CBOG+MTR;20kV;630A;16kA; | SET | 0 | 0
102 | 2150110 | CUB;MTLCLAD;COUPLE;20kV;2000A;25kA; | U | 0 | 0
103 | 2150163 | CUB;ISO;LBS MOTORIZE;24kV;630A;16kA; | SET | 0 | 0
104 | 2150173 | CUB;N ISO;LBS MOTORIZE;24KV;630A;16KA | SET | 0 | 0
105 | 2150175 | CUB;N ISO;LBS MET MTRZ;24KV;630A;16KA | SET | 0 | 0
106 | 2150179 | CUB;ISO;LBS INC MOTORIZE;24kV;630A;16kA; | SET | 0 | 0
107 | 2150208 | CUB;ISO;INC CBOG MTR;24KV;630A;16KA;SF6 | SET | 0 | 0
108 | 2150480 | CUB;OMC;METERING;24kV;630A;25kA;VACUM | SET | 0 | 0
109 | 2150575 | CUB;ISO;LBS MOTORZD;20kV;400A;12.5kA;RTU | SET | 0 | 0
110 | 2150599 | CUB;N ISO;CBOG MOT MTR;24KV;630A;16KA | SET | 1 | 0
111 | 2150601 | CUB;ISO;CBOG+MTR;24KV;630A;16KA; | SET | 0 | 0
112 | 2150615 | CUB;;ACOS;24KV;630A;16KA;INC ATS | SET | 0 | 0
113 | 2160052 | CUB ACC;SWITCH TRANSFER AUTOMATIC | SET | 0 | 0
114 | 2160063 | CUB ACC;EARTHING CONNECTOR F300 | BH | 0 | 0
115 | 2170002 | RELAY;AVR;DIGITAL;100V/V3;110VDC;5A | BH | 0 | 0
116 | 2180039 | RELAY ACC;CONTACTOR 3P 220V | BH | 0 | 0
117 | 2180120 | RELAY ACC;AUX RELAY 220VAC | BH | 0 | 0
118 | 2190026 | MTR;kVARH M;;3P;220/380V;20-60A;3;ST;4W | BH | 0 | 0
119 | 2190027 | MTR;kVARH M;;3P;220/380V;50-100A;3;ST; | BH | 0 | 0
120 | 2190028 | MTR;kVARH M;;3P;220/380V;5-20A;3;ST;4W | BH | 0 | 0
121 | 2190029 | MTR;kVARH M;;3P;220/380V;5A;3;ST;4W | BH | 0 | 0
122 | 2190030 | MTR;kVARH M;;3P;57.7/100V;5A;3;ST;4W | BH | 0 | 0
123 | 2190031 | MTR;kWH E;;1P;230V;;0.5;;;; | BH | 0 | 0
124 | 2190045 | MTR;kWH M;;1P;230V;20-60A;2;;2W | BH | 0 | 0
125 | 2190048 | MTR;kWH M;;1P;230V;5-20A;2;;2W | BH | 0 | 0
126 | 2190052 | MTR;kWH M;;3P;220/380V;20-60A;2;ST;4W | BH | 0 | 0
127 | 2190058 | MTR;kWH M;;3P;220/380V;5-20A;2;ST;4W | BH | 0 | 0
128 | 2190061 | MTR;kWH M;;3P;57.7/100V;5A;1;DT;4W | BH | 0 | 0
129 | 2190063 | MTR;kWH MCOM;;1P;220V;5-20A-4A;2;ST;2W | BH | 0 | 0
130 | 2190064 | MTR;kWH MCOM;;1P;230V;20-60A-25A;2;ST;2W | BH | 0 | 0
131 | 2190065 | MTR;kWH MCOM;;1P;230V;20-60A-35A;2;ST;2W | BH | 0 | 0
132 | 2190066 | MTR;kWH MCOM;;1P;230V;20-60A-50A;2;ST;2W | BH | 0 | 0
133 | 2190067 | MTR;kWH MCOM;;1P;230V;5-20A-10A;2;ST;2W | BH | 0 | 0
134 | 2190068 | MTR;kWH MCOM;;1P;230V;5-20A-16A;2;ST;2W | BH | 0 | 0
135 | 2190069 | MTR;kWH MCOM;;1P;230V;5-20A-20A;2;ST;2W | BH | 0 | 0
136 | 2190071 | MTR;kWH MCOM;;1P;230V;5-20A-6A;2;ST;2W | BH | 0 | 0
137 | 2190089 | MTR;KWH E;;3P;220/380V;5A;1;;4W | BH | 0 | 0
138 | 2190096 | MTR;KWHMCOM;;1P;230V;5-20A MINMCB;2;ST; | BH | 0 | 0
139 | 2190105 | MTR;kVARH M;;3P;57.7/100V;5A;2;ST;4W | BH | 0 | 0
140 | 2190159 | MTR;kVARH M;;3P;220/380V;5A;1;ST;3W | BH | 0 | 0
141 | 2190167 | MTR;kWH E;;3P;220/380V;5A;0.5;;4W | BH | 0 | 0
142 | 2190181 | MTR;kWH ECOM;;1P;230V;5-30A-25A;1;ST;2W | BH | 0 | 0
143 | 2190194 | MTR;kWH E;;3P;220/380V;5-100A;1;;4W | BH | 0 | 0
144 | 2190207 | MTR;kWH E-PR;;1P;230V;5-60A;2;;2W | BH | 0 | 0
145 | 2190210 | MTR;kWH M;;3P;220/380V;5-20A;1;ST;4W | BH | 0 | 0
146 | 2190218 | MTR;kWH E;;3P;230/400V;5-80A;1;;4W | BH | 632 | 1341
147 | 2190219 | MTR;kWH E;;3P;57.7/240V;5-10A;0.5;;4W | BH | 0 | 0
148 | 2190224 | MTR;kWH E-PR;;1P;230V;5-60A;1;;2W | BH | 416 | 2724
149 | 2190231 | MTR;kWH E;;1P;230V;5-40A;1;;2W | BH | 237 | 460
150 | 2190234 | MTR;kWH ECOM;;1P;230V;5-40A-10A;1;;2W | BH | 0 | 0
151 | 2190235 | MTR;kWH ECOM;;1P;230V;5-40A-16A;1;;2W | BH | 0 | 0
152 | 2190236 | MTR;kWH ECOM;;1P;230V;5-40A-20A;1;;2W | BH | 0 | 0
153 | 2190244 | MTR;KWHE-PR-COM;1P;230V;5-60;1;2W;MINMCB | BH | 0 | 0
154 | 2190252 | MTR;kWH E-PR;;3P;230/400V;5-80A;1;;4W | BH | 6 | 4
155 | 2190253 | MTR;kWH E;3P;230/400V;5-10A;1;;4W | BH | 84 | 129
156 | 2190264 | MTR;KWHE;;3P;57/100-240/415;5-10A;0.2S | BH | 0 | 0
157 | 2190266 | MTR;KWH E;;3P;57.7V-400V;5A;0.5;;4W | BH | 0 | 0
158 | 2190267 | MTR;kWH E;;1P;220/240V;5-100A;1;ST;2W | BH | 0 | 0
159 | 2190331 | MTR;kWH M;;3P;230/400V;20-60A;2;ST;4W | BH | 0 | 0
160 | 2190380 | MTR;kWH M;;1P;230V;5-40A;1;;2W | BH | 0 | 0
161 | 2190393 | MTR;kWHE;;3P;58/100-240/415V;5-10;0.5;4W | BH | 0 | 0
162 | 2190394 | MTR;kWHE;;3P;58/100-240/415V;5-10;1;4W | BH | 0 | 0
163 | 2190438 | MTR;kWHE;;3P;57.7/100V-230/400;5A;0.5;4W | BH | 41 | 0
164 | 2190453 | MTR;KWH E;3P;20KV/100V;150-300/5A;0.2;4W | BH | 0 | 0
165 | 2190471 | MTR;kWH M;;3P;127/220V;50/100A;;ST;4W | BH | 0 | 0
166 | 2190489 | MTR;kWH E-PR;;3P;230/400V;5-60A;1;;4W | BH | 0 | 0
167 | 2190593 | MTR;KWH E-PR-TWO WAYS;1P;230V;5-60A;1;2W | BH | 0 | 0
168 | 2190822 | MTR;SPLU;PR;1P;230V;5-60A;1;;2W | BH | 31 | 32
169 | 2200004 | MTR ACC;SEGEL PLASTIC | BH | 1700 | 400
170 | 2200016 | MTR ACC;SEGEL PUTAR PLASTIC | BH | 0 | 0
171 | 2200023 | MTR ACC;MODEM GSM/56KBPS | BH | 0 | 0
172 | 2200024 | MTR ACC;SELECTOR SWITCH | BH | 0 | 0
173 | 2200029 | MTR ACC;KAWAT SEGEL | KG | 0 | 0
174 | 2200060 | MTR ACC;HAND HOLD | BH | 0 | 0
175 | 2200061 | MTR ACC;MATRIK SEGEL | BH | 0 | 0
176 | 2200091 | MTR ACC;MODEM AMR GSM/GPRS | BH | 215 | 0
177 | 2230111 | CLAMP;H;AL;70-150/120-240mm2;PRS | BH | 0 | 0
178 | 2230194 | CLAMP;LLC;AL;35-70mm2;BOLT | BH | 0 | 0
179 | 2230195 | CLAMP;LLC;AL;70-150mm2;BOLT | BH | 0 | 0
180 | 2240002 | FUSE;20/24kV;16A;TUBE;D24mm | BH | 0 | 0
181 | 2240004 | FUSE;20/24kV;25A;TUBE;D24mm | BH | 0 | 0
182 | 2240008 | FUSE;20/24kV;32A;TUBE;D24mm | BH | 0 | 0
183 | 2240010 | FUSE;20/24kV;40A;TUBE;D24mm | BH | 0 | 0
184 | 2240016 | FUSE;20/24kV;63A;TUBE;D24mm | BH | 0 | 0
185 | 2240018 | FUSE;20/24kV;6A;TUBE;D24mm | BH | 0 | 0
186 | 2240024 | FUSE;380/220V;100A;SQUARE;1 | BH | 0 | 0
187 | 2240029 | FUSE;380/220V;125A;SQUARE;1 | BH | 0 | 0
188 | 2240035 | FUSE;380/220V;160A;SQUARE;1 | BH | 0 | 0
189 | 2240038 | FUSE;380/220V;200A;SQUARE;1 | BH | 0 | 0
190 | 2240044 | FUSE;380/220V;250A;SQUARE;1 | BH | 2820 | 2866
191 | 2240048 | FUSE;380/220V;300A;SQUARE;2 | BH | 1440 | 1440
192 | 2240049 | FUSE;380/220V;315A;SQUARE;2 | BH | 1497 | 1500
193 | 2240050 | FUSE;380/220V;355A;SQUARE;2 | BH | 0 | 0
194 | 2240052 | FUSE;380/220V;35A;SQUARE;0 | BH | 0 | 0
195 | 2240055 | FUSE;380/220V;400A;SQUARE;2 | BH | 0 | 0
196 | 2240067 | FUSE;380/220V;63A;SQUARE;1 | BH | 2149 | 2149
197 | 2240072 | FUSE;380/220V;80A;SQUARE;1 | BH | 3364 | 3364
198 | 2240074 | FUSE;20/24kV;10A;TUBE;D21mm | BH | 0 | 0
199 | 2240077 | FUSE;20/24kV;20A;TUBE;D24mm | BH | 0 | 0
200 | 2240113 | FUSE;380/220V;250A;SQUARE;2 | BH | 0 | 0
201 | 2240118 | FUSE;380/220V;63A;SQUARE;2 | BH | 0 | 0
202 | 2240119 | FUSE;380/220V;80A;SQUARE;2 | BH | 0 | 0
203 | 2240120 | FUSE;380/220V;100A;SQUARE;2 | BH | 1789 | 1995
204 | 2240121 | FUSE;380/220V;125A;SQUARE;2 | BH | 2450 | 2449
205 | 2240122 | FUSE;380/220V;160A;SQUARE;2 | BH | 2263 | 2144
206 | 2240123 | FUSE;380/220V;200A;SQUARE;2 | BH | 3072 | 2520
207 | 2240124 | FUSE;380/220V;225A;SQUARE;2 | BH | 0 | 0
208 | 2240125 | FUSE;380/220V;350A;SQUARE;2 | BH | 0 | 0
209 | 2240147 | FUSE;380/220V;300A;WIRE;125mm | BH | 0 | 0
210 | 2240152 | FUSE;20/24kV;20A;TUBE;D21mm | BH | 0 | 0
211 | 2240192 | FUSE;20/24kV;50A;TUBE; | BH | 0 | 0
212 | 2240193 | FUSE;20/24kV;50A;TUBE;D24mm | BH | 0 | 0
213 | 2240210 | FUSE;20/24KV;100A;TUBE;D24MM | BH | 0 | 0
214 | 3030030 | POLE;STEEL;20kV;CIRCL;11m;200daN;; | BTG | 0 | 0
215 | 3030035 | POLE;STEEL;20kV;CIRCL;13m;200daN;; | BTG | 0 | 0
216 | 3030036 | POLE;STEEL;20kV;CIRCL;13m;350daN;; | BTG | 0 | 0
217 | 3030040 | POLE;STEEL;220V;CIRCL;9m;156daN;; | BTG | 0 | 0
218 | 3030041 | POLE;STEEL;220V;CIRCL;9m;200daN;; | BTG | 0 | 0
219 | 3030101 | POLE;STEEL;20kV;CIRCL;12m;200daN; | BTG | 0 | 0
220 | 3040010 | POLE ACC;PVC ZADEL 3/4 IN | M | 0 | 0
221 | 3040024 | POLE ACC;ANCHOR ROD 5/8"X8FT | BH | 0 | 0
222 | 3040035 | POLE ACC;CR ARM UNP100X50X6X2000mm GALV | BH | 0 | 0
223 | 3040045 | POLE ACC;BOLT NUT & WASHER 5/8" | BH | 362 | 362
224 | 3040054 | POLE ACC;BOLT DOUBLE ARMING 5/8"x14" | BH | 0 | 0
225 | 3040062 | POLE ACC;BOLT SINGLE UPSET 5/8"X12" | BH | 0 | 0
226 | 3040098 | POLE ACC;CLAMP GROUND ROD 5/8" | BH | 0 | 0
227 | 3040119 | POLE ACC;NUT THIMBLE EYE 5/8" | BH | 0 | 0
228 | 3040188 | POLE ACC;STAINLESS STEEL STRAP | M | 0 | 4564
229 | 3040199 | POLE ACC;U UNION ZADEL 5/8" | BH | 11664.32 | 11664
230 | 3040251 | POLE ACC;CR ARM UNP80X50X5X600mm GALV | BH | 0 | 0
231 | 3040253 | POLE ACC;GUY INSULATOR LV | BH | 0 | 0
232 | 3040254 | POLE ACC;GUY INSULATOR MV | BH | 0 | 0
233 | 3040256 | POLE ACC;GUY WIRE BLOCK 500X500X100mm | BH | 0 | 0
234 | 3040303 | POLE ACC;SPANSCHROEVEN 5/8" | BH | 0 | 0
235 | 3040305 | POLE ACC;STAINLESS STEEL STRAP 20X0.7mm | M | 0 | 0
236 | 3040309 | POLE ACC;STEEL WIRE GALV 70mm2 | M | 0 | 0
237 | 3040313 | POLE ACC;THIMBLE 22mm2 | BH | 0 | 0
238 | 3040322 | POLE ACC;WIRE CLIPS 3/4" | BH | 0 | 0
239 | 3040324 | POLE ACC;YOKES/STOPING BUCKLE | BH | 3970.304 | 4234
240 | 3040331 | POLE ACC;STEEL WIRE GALV 35mm2 | M | 0 | 0
241 | 3040421 | POLE ACC;ARM BAND DOUBLE 8"-3" | BH | 0 | 0
242 | 3040483 | POLE ACC;POLE BRAKET 6-7" | BH | 0 | 0
243 | 3040484 | POLE ACC;POLE BRAKET 8-9" | BH | 0 | 0
244 | 3040637 | POLE ACC;CR ARM UNP50X50X700mm GALV | BH | 0 | 0
245 | 3040642 | POLE ACC;CR ARM UNP60.5X35X5X2500mm GALV | BH | 0 | 0
246 | 3040661 | POLE ACC;DOUBLE BAND 4" | BH | 0 | 0
247 | 3040695 | POLE ACC;UNION PIPE 5/8"X6m | BH | 0 | 0
248 | 3040701 | POLE ACC;POLE BRAKET 7-8" | BH | 0.008 | 0
249 | 3040708 | POLE ACC;PVC ZADEL 1" | BH | 0 | 0
250 | 3050001 | CONDUCTOR;AAAC;150mm2;44kN | M | 0 | 0
251 | 3050006 | CONDUCTOR;AAAC-S;150mm2;44kN | M | 0 | 0
252 | 3050030 | CONDUCTOR;CU;50mm2;19.28kN | M | 0 | 0
253 | 3050049 | CONDUCTOR;AAAC;240mm2; | M | 0 | 0
254 | 3050050 | CONDUCTOR;AAAC-S;240mm2; | M | 0 | 16
255 | 3050081 | CONDUCTOR;AAAC;70mm2; | M | 0 | 1131
256 | 3050084 | CONDUCTOR;AAAC-S;150mm2; | M | 569 | 3148
257 | 3050088 | CONDUCTOR;AAAC-S;70mm2; | M | 863 | 64
258 | 3060027 | COND ACC;JOINT SLEEVE AL 150mm2 COMP | BH | 0 | 0
259 | 3060047 | COND ACC;REPAIR SLEEVE AL 50mm2 | BH | 0 | 0
260 | 3060062 | COND ACC;TEKEP ISOLATOR 20KV L150MM2 EXT | SET | 0 | 0
261 | 3060063 | COND ACC;F-NECK DBL SIDETIES SEMI CON150 | BH | 255 | 335
262 | 3060103 | COND ACC;JOINT AL 240mm2 COMP | BH | 0 | 0
263 | 3060107 | COND ACC;AL CONNECTOR 70mm2 | BH | 0 | 0
264 | 3060122 | COND ACC;DEAD END ASSEMBLY | BH | 25 | 0
265 | 3060128 | COND ACC;NON TENSION JOINT AL 35mm2 | BH | 0 | 0
266 | 3060129 | COND ACC;NON TENSION JOINT AL 50mm2 | BH | 55 | 73
267 | 3060130 | COND ACC;NON TENSION JOINT AL 70mm2 | BH | 0 | 0
268 | 3060135 | COND ACC;JOINT SLEEVE AL 35mm2 INSUL | BH | 0 | 0
269 | 3060136 | COND ACC;JOINT SLEEVE AL 50mm2 INSUL | BH | 0 | 0
270 | 3060137 | COND ACC;JOINT SLEEVE AL 70mm2 INSUL | BH | 0 | 0
271 | 3060141 | COND ACC;JOINT SLEEVE AL 35mm2 | BH | 0 | 0
272 | 3060142 | COND ACC;JOINT SLEEVE AL 50mm2 | BH | 0 | 0
273 | 3060143 | COND ACC;JOINT SLEEVE AL 70mm2 | BH | 0 | 0
274 | 3060145 | COND ACC;JOINT SLEEVE AL 150mm2 | BH | 41 | 0
275 | 3060146 | COND ACC;JOINT SLEEVE AL 240mm2 | BH | 930 | 950
276 | 3060158 | COND ACC;PREFORMED 150mm2 | BH | 0 | 0
277 | 3060161 | COND ACC;PREFORMED TERMINATION GUY WIRE | BH | 0 | 0
278 | 3060164 | COND ACC;PREFORMED TIE 70mm2 | BH | 0 | 0
279 | 3060167 | COND ACC;PREFORMED TIE 150mm2 | BH | 0 | 0
280 | 3060185 | COND ACC;TAP CONNECOR KEDAP AIR 6-25 | BH | 0 | 0
281 | 3060194 | COND ACC;ALL BINDING WIRE 6.0mm2 | M | 0 | 0
282 | 3060195 | COND ACC;ALL BINDING WIRE 10.0mm2 | M | 0 | 0
283 | 3060200 | COND ACC;JOINT AL 70mm2 COMP | BH | 0 | 0
284 | 3060203 | COND ACC;JOINT AL 150mm2 COMP | BH | 0 | 0
285 | 3060209 | COND ACC;JOINT ALCU 16mm2 | BH | 0 | 0
286 | 3060212 | COND ACC;JOINT ALCU 50mm2 INSUL | BH | 0 | 0
287 | 3060213 | COND ACC;JOINT ALCU 70mm2 INSUL | BH | 0 | 0
288 | 3060265 | COND ACC;JOINT AL 25mm2 INSUL | BH | 0 | 0
289 | 3060283 | COND ACC;JOINT ALCU 70-95mm2 INSUL | BH | 0 | 0
290 | 3060315 | COND ACC;JOINT ALCU 35-35mm2 COMP | BH | 987 | 1059
291 | 3060317 | COND ACC;JOINT ALCU 35-70mm2 COMP | BH | 1529 | 1452
292 | 3060318 | COND ACC;JOINT ALCU 50-50mm2 COMP | BH | 2389 | 2389
293 | 3060319 | COND ACC;JOINT ALCU 50-70mm2 COMP | BH | 732 | 736
294 | 3060320 | COND ACC;JOINT ALCU 70-70mm2 COMP | BH | 0 | 2
295 | 3060321 | COND ACC;JOINT ALCU 70-70mm2 INSUL | BH | 0 | 0
296 | 3060348 | COND ACC;NON TENSION JOINT ALCU 70mm2 | BH | 0 | 0
297 | 3060460 | COND ACC;JOINT ALCU 150-50mm2 INSUL | BH | 0 | 0
298 | 3060469 | COND ACC;JOINT ALCU 70-50mm2 COMP | BH | 1433 | 1450
299 | 3060481 | COND ACC;JOINT SLEEVE AL 70mm2 COMP | BH | 0 | 0
300 | 3060506 | COND ACC;STRAIGHT JOINT 3X35mm2 | SET | 0 | 0
301 | 3060597 | COND ACC;TEKEP ISOLATOR 20KV L70 MM2 | BH | 0 | 0
302 | 3060598 | COND ACC;TEKEP ISOLATOR 20KV L150 MM2 | BH | 0 | 0
303 | 3060599 | COND ACC;TEKEP ISOLATOR 20KV B70 MM2 | BH | 0 | 0
304 | 3060600 | COND ACC;TEKEP ISOLATOR 20KV B150 MM2 | BH | 0 | 0
305 | 3060601 | COND ACC;TEKEP ISOLATOR 20KV L 70MM2 | BH | 0 | 0
306 | 3060616 | COND ACC;TIE WIRE 3mm2 | M | 0 | 0
307 | 3060647 | COND ACC;F-NECK TOP TIES SEMI CON 70 | BH | 0 | 0
308 | 3060648 | COND ACC;F-NECK TOP TIES SEMI CON 150 | BH | 0 | 0
309 | 3060649 | COND ACC;TENSION CLAMP COVER | SET | 0 | 0
310 | 3060655 | COND ACC;TOP TIES 240MM2 | BH | 0 | 0
311 | 3060656 | COND ACC;SIDE TIES 240 MM2 | BH | 0 | 0
312 | 3060676 | COND ACC;JOINTING SINGLECORE 1x50-300mm2 | SET | 3 | 0
313 | 3061259 | COND ACC;JOINTING THREE CORE 3X50-300MM2 | SET | 5 | 0
314 | 3061298 | COND ACC;F-NECK DBL SIDETIES SEMI CON 70 | BH | 438 | 459
315 | 3061426 | COND ACC;TEKEP ISOLATOR 20KV L70MM2 EXT | U | 0 | 0
316 | 3061427 | COND ACC;F-NECK DBL SIDETIES SEMI CON240 | BH | 255 | 255
317 | 3061659 | COND ACC;TREE GUARD PE 150-240 MM2 | BH | 600 | 0
318 | 3070030 | ISOLATOR;SUSP;PORC;20kV;; | BH | 0 | 0
319 | 3070151 | ISOLATOR;PINPOST;PORC;24KV;;12.5kN | BH | 0 | 0
320 | 3070152 | ISOLATOR;LINEPOST;POLYMER;24KV;;12.5kN | BH | 50 | 19
321 | 3070153 | ISOLATOR;LINEPOST;PORC;24KV;;12.5kN | BH | 0 | 0
322 | 3070154 | ISOLATOR;SUSP;POLYMER;24KV;;70kN | BH | 6 | 0
323 | 3070155 | ISOLATOR;SUSP;PORC;24KV;;70kN | SET | 0 | 0
324 | 3070160 | ISOLATOR;STRAIN KAP PIN;PORC;24KV;;70kN | BH | 0 | 0
325 | 3080003 | ISOLATOR ACC;BALL CLEVIS | BH | 0 | 0
326 | 3080004 | ISOLATOR ACC;SOCKET EYE | BH | 0 | 0
327 | 3080006 | ISOLATOR ACC;CROSS ARM CLEVIS | BH | 0 | 0
328 | 3080023 | ISOLATOR ACC;TOPI ISOLATOR PRIMER | BH | 0 | 0
329 | 3100017 | STRINGSET ACC;SOCKET EYE | BH | 0 | 0
330 | 3100059 | STRINGSET ACC;BAND STRAP HV+B&N M16x140 | BH | 0 | 0
331 | 3100061 | STRINGSET ACC;STRAIN CLAMP 150-240 mm2 | BH | 0 | 0
332 | 3100063 | STRINGSET ACC;STRAIN CLAMP 70-150 mm2 | BH | 0 | 0
333 | 3110002 | CABLE PWR;N2XSEYBY;3X150mm2;20kV;UG | M | 0 | 0
334 | 3110012 | CABLE PWR;N2XSY;1X70mm2;20kV;UG | M | 0 | 0
335 | 3110014 | CABLE PWR;NA2XSEYBY;3X150mm2;20kV;UG | M | 850 | 852
336 | 3110015 | CABLE PWR;NA2XSEYBY;3X240mm2;20kV;UG | M | 0 | 23
337 | 3110017 | CABLE PWR;NA2XSEYBY;3X70mm2;20kV;UG | M | 0 | 0
338 | 3110025 | CABLE PWR;NFA2X;2X10mm2;0.6/1kV;OH | M | 58635 | 31238
339 | 3110026 | CABLE PWR;NFA2X;2X16mm2;0.6/1kV;OH | M | 0 | 0
340 | 3110029 | CABLE PWR;NFA2X;4X16mm2;0.6/1kV;OH | M | 0 | 393
341 | 3110034 | CABLE PWR;NFA2XSY-T;3X150+1X95;20kV;OH | M | 0 | 19
342 | 3110038 | CABLE PWR;NFA2X-T;3X35+1X25;0.6/1kV;OH | M | 0 | 0
343 | 3110039 | CABLE PWR;NFA2X-T;3X35+1X35;0.6/1kV;OH | M | 1011.5 | 0
344 | 3110040 | CABLE PWR;NFA2X-T;3X50+1X35;0.6/1kV;OH | M | 0 | 0
345 | 3110041 | CABLE PWR;NFA2X-T;3X70+1X50;0.6/1kV;OH | M | 0 | 0
346 | 3110055 | CABLE PWR;NYFGBY;4X35mm2;0.6/1kV;UG | M | 0 | 15
347 | 3110060 | CABLE PWR;NYY;1X150mm2;0.6/1kV;OH | M | 0 | 0
348 | 3110061 | CABLE PWR;NYY;1X240mm2;0.6/1kV;OH | M | 0 | 0
349 | 3110064 | CABLE PWR;NYY;1X70mm2;0.6/1kV;OH | M | 0 | 0
350 | 3110065 | CABLE PWR;NYY;1X95mm2;0.6/1kV;OH | M | 0 | 0
351 | 3110157 | CABLE PWR;NFA2X-T;3x35+N25mm2;230/380;OH | M | 0 | 0
352 | 3110176 | CABLE PWR;NYY;1x150mm2;230/380V;OH | M | 0 | 0
353 | 3110191 | CABLE PWR;NYY;4X150mm2;0.6/1kV;OH | M | 0 | 0
354 | 3110195 | CABLE PWR;NYY;3X50mm2;0.6/1kV;OH | M | 0 | 0
355 | 3110282 | CABLE PWR;NA2XSY;1X70mm2;20kV;UG | M | 0 | 0
356 | 3110291 | CABLE PWR;NYY;1x95mm2;230/380V;OH | M | 0 | 0
357 | 3110514 | CABLE PWR;NYY;1X70mm2;0.6/1kV;Opstig | M | 0 | 128
358 | 3110515 | CABLE PWR;NYY;1X95mm2;0.6/1kV;Opstig | M | 21 | 94
359 | 3110516 | CABLE PWR;NYY;1X150mm2;0.6/1kV;Opstig | M | 3141 | 2956
360 | 3110526 | CABLE PWR;NFA2XSY-T;3X240+1X95;20kV;OH | M | 0 | 0
361 | 3110542 | CABLE PWR;NFA2X-T;3X70+1X70;0.6/1kV;OH | M | 5 | 3081
362 | 3120006 | CABLE PWR ACC;BUNDLE END PROTECTION | SET | 0 | 0
363 | 3120012 | CABLE PWR ACC;CABLE SHOE CU 120mm2 | BH | 0 | 0
364 | 3120013 | CABLE PWR ACC;CABLE SHOE CU 150mm2 | BH | 0 | 0
365 | 3120014 | CABLE PWR ACC;CABLE SHOE CU 16mm2 | BH | 0 | 0
366 | 3120016 | CABLE PWR ACC;CABLE SHOE CU 35mm2 | BH | 0 | 0
367 | 3120017 | CABLE PWR ACC;CABLE SHOE CU 50mm2 | BH | 0 | 0
368 | 3120018 | CABLE PWR ACC;CABLE SHOE CU 95mm2 | BH | 0 | 0
369 | 3120033 | CABLE PWR ACC;DEAD END ASSY ADJ 70mm | SET | 0 | 0
370 | 3120037 | CABLE PWR ACC;DEAD END ASSY FIXED 50mm | SET | 0 | 0
371 | 3120038 | CABLE PWR ACC;DEAD END ASSY FIXED 70mm | SET | 0 | 0
372 | 3120042 | CABLE PWR ACC;FIXING COLLAR FOR ST 1.5IN | BH | 2867 | 3346
373 | 3120058 | CABLE PWR ACC;LARGE ANGLE ASSY 70mm | SET | 0 | 0
374 | 3120060 | CABLE PWR ACC;LINK 25X25mm | BH | 1840 | 1838
375 | 3120061 | CABLE PWR ACC;LINK 25X50mm | BH | 1830 | 1954
376 | 3120070 | CABLE PWR ACC;PROTECTIVE ZING DIA 1.5IN | BH | 0 | 0
377 | 3120092 | CABLE PWR ACC;SUSPENSION ASSY 70mm | SET | 0 | 4
378 | 3120113 | CABLE PWR ACC;CABLE SHOE AL-CU 50mm2 | BH | 0 | 0
379 | 3120114 | CABLE PWR ACC;CABLE SHOE CU 70mm2 | BH | 0 | 0
380 | 3120116 | CABLE PWR ACC;CABLE SHOE AL-CU 95mm2 | BH | 0 | 0
381 | 3120118 | CABLE PWR ACC;CABLE SHOE AL-CU 150mm2 | BH | 0 | 0
382 | 3120121 | CABLE PWR ACC;CABLE SHOE CU 240mm2 | BH | 0 | 0
383 | 3120126 | CABLE PWR ACC;CABLE SHOE AL 35mm2 | BH | 1929 | 1929
384 | 3120142 | CABLE PWR ACC;WEDGE CLAMP 2x(6-16)mm | BH | 0 | 0
385 | 3120154 | CABLE PWR ACC;CABLE SHOE AL-CU 1H 35mm2 | BH | 1782 | 1706
386 | 3120155 | CABLE PWR ACC;CABLE SHOE AL-CU 1H 50mm2 | BH | 4125 | 4020
387 | 3120156 | CABLE PWR ACC;CABLE SHOE AL-CU 1H 70mm2 | BH | 0 | 0
388 | 3120157 | CABLE PWR ACC;CABLE SHOE AL-CU 1H 95mm2 | BH | 0 | 0
389 | 3120159 | CABLE PWR ACC;CABLE SHOE AL-CU 1H 150mm2 | BH | 1802 | 1814
390 | 3120161 | CABLE PWR ACC;CABLE SHOE AL-CU 1H 240mm2 | BH | 2512 | 2608
391 | 3120167 | CABLE PWR ACC;CABLE SHOE AL-CU 2H 50mm2 | BH | 0 | 0
392 | 3120168 | CABLE PWR ACC;CABLE SHOE AL-CU 2H 70mm2 | BH | 0 | 0
393 | 3120171 | CABLE PWR ACC;CABLE SHOE AL-CU 2H 150mm2 | BH | 2755 | 1200
394 | 3120173 | CABLE PWR ACC;CABLE SHOE AL-CU 2H 240mm2 | BH | 0 | 0
395 | 3120174 | CABLE PWR ACC;CABLE SHOE AL-CU 2H 300mm2 | BH | 0 | 0
396 | 3120182 | CABLE PWR ACC;CABLE SHOE AL ID 1H 120mm2 | BH | 0 | 0
397 | 3120207 | CABLE PWR ACC;CABLE SHOE AL ID 2H 150mm2 | BH | 0 | 0
398 | 3120226 | CABLE PWR ACC;CABLE SHOE CU ID 1H 35mm2 | BH | 4002 | 3958
399 | 3120227 | CABLE PWR ACC;CABLE SHOE CU ID 1H 50mm2 | BH | 5707 | 5684
400 | 3120228 | CABLE PWR ACC;CABLE SHOE CU ID 1H 70mm2 | BH | 953 | 786
401 | 3120229 | CABLE PWR ACC;CABLE SHOE CU ID 1H 95mm2 | BH | 7949.003 | 8203
402 | 3120231 | CABLE PWR ACC;CABLE SHOE CU ID 1H 150mm2 | BH | 4263 | 4441
403 | 3120232 | CABLE PWR ACC;CABLE SHOE CU ID 1H 185mm2 | BH | 0 | 0
404 | 3120244 | CABLE PWR ACC;CABLE SHOE CU OD 1H 150mm2 | BH | 0 | 0
405 | 3120299 | CABLE PWR ACC;SEAL END;20KV;3x150mm2;ID | BH | 0 | 0
406 | 3120311 | CABLE PWR ACC;SEAL END;20KV;3x150mm2;OD | BH | 0 | 0
407 | 3120312 | CABLE PWR ACC;SEAL END;20KV;3x240mm2;OD | BH | 0 | 0
408 | 3120313 | CABLE PWR ACC;SERVICE WC 6-16mm2 | BH | 0 | 0
409 | 3120314 | CABLE PWR ACC;SERVICE WC 6-25/6-25mm2 | BH | 0 | 0
410 | 3120328 | CABLE PWR ACC;STROP MANCHET TIMAH 1.5" | BH | 0 | 0
411 | 3120348 | CABLE PWR ACC;HEATSHRINK 70mm | BH | 0 | 0
412 | 3120366 | CABLE PWR ACC;STRAIGHT JOINT 3X1X240mm2 | SET | 0 | 0
413 | 3120373 | CABLE PWR ACC;FLATWISE ELBOW 10-300 | BH | 8347.383 | 8347
414 | 3120394 | CABLE PWR ACC;CABLE SHOE CU 300mm2 | BH | 0 | 0
415 | 3120419 | CABLE PWR ACC;CABLE SHOE AL 25mm2 | BH | 18 | 18
416 | 3120428 | CABLE PWR ACC;DEAD END ASSY FIXED50-70mm | SET | 0 | 0
417 | 3120486 | CABLE PWR ACC;SUSPENSION ASSY 25-70mm | BH | 0 | 0
418 | 3120530 | CABLE PWR ACC;WEDGE CLAMP 2/4x6-25mm2 | BH | 0 | 0
419 | 3120613 | CABLE PWR ACC;DEAD END ASSY FIXED 25-35m | SET | 0 | 0
420 | 3130002 | JOINT;1kV;AL-AL;10-16/10-16mm2;;1P;PRHS | BH | 0 | 0
421 | 3130043 | JOINT;20kV;AL-AL;3X150-3X240mm2;;3P;PR | SET | 0 | 0
422 | 3130106 | JOINT;0,6kV;AL-CU;70/95mm2;;3P;PRS HS | SET | 0 | 0
423 | 3150004 | TERM;20kV;JR;AL-CU;3P;3X150;NON ISO;ID | SET | 0 | 0
424 | 3150020 | TERM;20kV;JR;AL-CU;3P;3X240;NON ISO;ID | SET | 0 | 0
425 | 3150021 | TERM;20kV;JR;AL-CU;3P;3X240;NON ISO;OD | SET | 0 | 0
426 | 3150080 | TERM;20kV;JR;PR;1P;1X150mm;ISO;OD | SET | 0 | 0
427 | 3150149 | TERM;20KV;JR;PR;3P;3X120-180mm;ISO;ID | SET | 0 | 0
428 | 3150150 | TERM;20KV;JR;PR;3P;3X120-180mm;ISO;OD | SET | 0 | 0
429 | 3150155 | TERM;20KV;JR;PR;3P;3X240-400mm;ISO;ID | SET | 0 | 0
430 | 3150156 | TERM;20KV;JR;PR;3P;3X240-400mm;ISO;OD | SET | 0 | 0
431 | 3150204 | TERM;20kV;;SINGLE CORE;;240-300sqmm;;ID | SET | 0 | 0
432 | 3150205 | TERM;20kV;;SINGLE CORE;;240-300sqmm;;OD | SET | 20 | 45
433 | 3160014 | TERM ACC;TERM CABLE;;1X95mm2;ID | BH | 2 | 2
434 | 3160015 | TERM ACC;TERM CABLE;;1X95mm2;OD | BH | 2 | 2
435 | 3160021 | TERM ACC;TERM CABLE;20KV;1X240mm2;OD | BH | 0 | 0
436 | 3160030 | TERM ACC;TERM CABLE;20KV;3X150;ID | BH | 0 | 0
437 | 3160031 | TERM ACC;TERM CABLE;20KV;3X150;OD | BH | 10 | 3
438 | 3160032 | TERM ACC;TERM CABLE;20KV;3X240;ID | BH | 0 | 0
439 | 3160033 | TERM ACC;TERM CABLE;20KV;3X240;OD | BH | 0 | 0
440 | 3160081 | TERM ACC;ELASTIMOLD 150 MM2 | SET | 0 | 0
441 | 3160082 | TERM ACC;ELASTIMOLD 240 MM2 | SET | 9 | 9
442 | 3160093 | TERM ACC;TERMINATION 3 CORE 240MM2 | SET | 0 | 0
443 | 3190002 | CUT OUT;20kV;6-100A;10kA;125kV | BH | 0 | 13
444 | 3190003 | CUT OUT;20kV;6-100A;12kA;125kV | BH | 0 | 0
445 | 3190018 | CUT OUT;24kV;6-100A;12kA;POLYMER-125kV | BH | 0 | 0
446 | 3190019 | CUT OUT;24KV;100A;;POLYMER | BH | 0 | 0
447 | 3190028 | CUT OUT;24KV;100A;12.5KA;POLYMER | BH | 0 | 0
448 | 3200002 | CUT OUT ACC;FUSE LINK 20kV 10A | BH | 668 | 683
449 | 3200003 | CUT OUT ACC;FUSE LINK 20kV 12A | BH | 0 | 0
450 | 3200004 | CUT OUT ACC;FUSE LINK 20kV 15A | BH | 1932 | 1947
451 | 3200005 | CUT OUT ACC;FUSE LINK 20kV 20A | BH | 3177 | 4109
452 | 3200007 | CUT OUT ACC;FUSE LINK 20kV 25A | BH | 1577 | 2230
453 | 3200008 | CUT OUT ACC;FUSE LINK 20kV 2A | BH | 0 | 0
454 | 3200009 | CUT OUT ACC;FUSE LINK 20kV 30A | BH | 780 | 850
455 | 3200010 | CUT OUT ACC;FUSE LINK 20kV 3A | BH | 0 | 0
456 | 3200011 | CUT OUT ACC;FUSE LINK 20kV 40A | BH | 0 | 0
457 | 3200012 | CUT OUT ACC;FUSE LINK 20kV 50A | BH | 39 | 39
458 | 3200015 | CUT OUT ACC;FUSE LINK 20kV 6A | BH | 0 | 0
459 | 3200016 | CUT OUT ACC;FUSE LINK 20kV 80A | BH | 70 | 70
460 | 3200017 | CUT OUT ACC;FUSE LINK 20kV 8A | BH | 0 | 0
461 | 3200018 | CUT OUT ACC;FUSE LINK 20kV 5A | BH | 28 | 0
462 | 3200020 | CUT OUT ACC;FUSE LINK 20kV 140 A | BH | 0 | 0
463 | 3200021 | CUT OUT ACC;FUSE LINK 20kV 200 A | BH | 0 | 0
464 | 3200023 | CUT OUT ACC;FUSE LINK 20kV 4A | BH | 0 | 0
465 | 3200041 | CUT OUT ACC;FUSE LINK 20kV 2.5A | BH | 0 | 0
466 | 3200056 | CUT OUT ACC;COVER BUSH FCO ATAS | SET | 405 | 0
467 | 3210004 | POLE TOP SWITCH;20KV;630A;12.5KA;LBS RTU | SET | 0 | 0
468 | 3210009 | POLE TOP SWITCH;20KV;630A;12.5KA;REC | SET | 0 | 0
469 | 3210011 | POLE TOP SWITCH;24KV;630A;12.5KA;LBS RTU | SET | 0 | 0
470 | 3210020 | POLE TOP SWITCH;24KV;630A;16KA;LBS RTU | SET | 0 | 0
471 | 3250007 | MCB;220/250V;1P;10A;50Hz; | BH | 0 | 0
472 | 3250008 | MCB;220/250V;1P;16A;50Hz; | BH | 0 | 0
473 | 3250009 | MCB;220/250V;1P;1A;50Hz; | BH | 0 | 0
474 | 3250010 | MCB;220/250V;1P;20A;50Hz; | BH | 0 | 0
475 | 3250011 | MCB;220/250V;1P;25A;50Hz; | BH | 0 | 0
476 | 3250012 | MCB;220/250V;1P;2A;50Hz; | BH | 0 | 0
477 | 3250013 | MCB;220/250V;1P;35A;50Hz; | BH | 0 | 0
478 | 3250015 | MCB;220/250V;1P;4A;50Hz; | BH | 0 | 0
479 | 3250016 | MCB;220/250V;1P;50A;50Hz; | BH | 0 | 0
480 | 3250018 | MCB;220/250V;1P;6A;50Hz; | BH | 0 | 0
481 | 3250020 | MCB;380/400V;2P;16A;50Hz; | BH | 0 | 0
482 | 3250021 | MCB;380/400V;3P;20A;50Hz; | BH | 0 | 0
483 | 3250022 | MCB;380/440V;3P;10A;50Hz; | BH | 0 | 0
484 | 3250023 | MCB;380/440V;3P;160A;50Hz;MCCB | BH | 13 | 2
485 | 3250024 | MCB;380/440V;3P;16A;50Hz; | BH | 0 | 0
486 | 3250025 | MCB;380/440V;3P;25A;50Hz; | BH | 0 | 0
487 | 3250026 | MCB;380/440V;3P;300A;50Hz;MCCB | BH | 0 | 0
488 | 3250027 | MCB;380/440V;3P;35A;50Hz; | BH | 0 | 0
489 | 3250029 | MCB;380/440V;3P;50A;50Hz; | BH | 0 | 0
490 | 3250031 | MCB;380/440V;3P;63A;50Hz; | BH | 0 | 0
491 | 3250032 | MCB;380/440V;3P;63A;50Hz;MCCB | BH | 0 | 11
492 | 3250034 | MCB;380/440V;3P;80A;50Hz;MCCB | BH | 26 | 26
493 | 3250035 | MCB;380/400V;3P;6A;50Hz; | BH | 0 | 0
494 | 3250046 | MCB;230/400V;1P;2A;50Hz; | BH | 1673 | 1695
495 | 3250048 | MCB;230/400V;1P;4A;50Hz; | BH | 6363 | 6241
496 | 3250050 | MCB;230/400V;1P;6A;50Hz; | BH | 4041 | 4001
497 | 3250052 | MCB;230/400V;1P;10A;50Hz; | BH | 1086 | 1228
498 | 3250054 | MCB;230/400V;1P;16A;50Hz; | BH | 210 | 210
499 | 3250056 | MCB;230/400V;1P;20A;50Hz; | BH | 134 | 240
500 | 3250058 | MCB;230/400V;1P;25A;50Hz; | BH | 541 | 496
501 | 3250059 | MCB;230/400V;1P;35A;50Hz; | BH | 0 | 0
502 | 3250060 | MCB;230/400V;1P;50A;50Hz; | BH | 515 | 553
503 | 3250061 | MCB;230/400V;1P;63A;50Hz; | BH | 0 | 0
504 | 3250063 | MCB;380/440V;3P;100A;50HZ;MCCB | BH | 43 | 35
505 | 3250064 | MCB;380/440V;3P;125A;50HZ;MCCB | BH | 39 | 35
506 | 3250065 | MCB;380/440V;3P;250A;50HZ;MCCB | BH | 0 | 0
507 | 3250076 | MCB;230/400V;3P;200A;50Hz;MCCB | BH | 20 | 17
508 | 3250077 | MCB;230/400V;3P;225A;50Hz;MCCB | BH | 25 | 21
509 | 3250078 | MCB;230/400V;3P;250A;50Hz;MCCB | BH | 0 | 0
510 | 3250097 | MCB;230/400V;3P;10A;50Hz; | BH | 743 | 746
511 | 3250099 | MCB;230/400V;3P;16A;50Hz; | BH | 114 | 130
512 | 3250100 | MCB;230/400V;3P;20A;50Hz; | BH | 607 | 610
513 | 3250102 | MCB;230/400V;3P;25A;50Hz; | BH | 241 | 258
514 | 3250103 | MCB;230/400V;3P;35A;50Hz; | BH | 101 | 105
515 | 3250104 | MCB;230/400V;3P;50A;50Hz; | BH | 0 | 0
516 | 3250123 | MCB;380/440V;3P;32A;50Hz; | BH | 0 | 0
517 | 3250124 | MCB;380/440V;3P;40A;50Hz; | BH | 0 | 0
518 | 3250139 | MCB;380/440V;3P;20A;50Hz; | BH | 0 | 0
519 | 3250289 | MCB;230/400V;3P;25A;50HZ;MCCB+SHUNTTRIP | BH | 0 | 0
520 | 3250290 | MCB;230/400V;3P;35A;50HZ;MCCB+SHUNTTRIP | BH | 0 | 0
521 | 3250291 | MCB;230/400V;3P;50A;50HZ;MCCB+SHUNTTRIP | BH | 0 | 0
522 | 3250292 | MCB;230/400V;3P;63A;50HZ;MCCB+SHUNTTRIP | BH | 0 | 0
523 | 3250299 | MCB;230/415V;3P;300A;50Hz;MCCB+SHUNTTRIP | BH | 0 | 0
524 | 3250300 | MCB;230/415V;3P;80A;50Hz;MCCB+SHUNTTRIP | BH | 0 | 0
525 | 3250301 | MCB;230/415V;3P;100A;50Hz;MCCB+SHUNTTRIP | BH | 1 | 5
526 | 3250302 | MCB;230/415V;3P;125A;50Hz;MCCB+SHUNTTRIP | BH | 0 | 3
527 | 3250303 | MCB;230/415V;3P;160A;50Hz;MCCB+SHUNTTRIP | BH | 0 | 3
528 | 3250313 | MCB;230/400V;3P;20A;50HZ;MCCB+SHUNTTRIP | BH | 0 | 0
529 | 3250314 | MCB;230/400V;3P;16A;50HZ;MCCB+SHUNTTRIP | BH | 0 | 0
530 | 3260006 | LVSB;DIST;3P;380V;1200A;6LINE;ID | SET | 0 | 0
531 | 3260007 | LVSB;DIST;3P;380V;1200A;8LINE;ID | SET | 0 | 0
532 | 3260018 | LVSB;DIST;3P;380V;630A;4LINE;OD | SET | 0 | 0
533 | 3260024 | LVSB;DIST;3P;380V;400A;2LINE;OD | SET | 0 | 0
534 | 3260027 | LVSB;DIST;3P;380V;250A;2LINE;OD | U | 0 | 0
535 | 3260036 | LVSB;DIST;3P;380V;400A;4LINE;OD | SET | 0 | 0
536 | 3260133 | LVSB;DIST;3P;380V;250A;4LINE;OD | SET | 0 | 0
537 | 3260157 | LVSB;DIST;1P;380V;250A;2LINE;OD | SET | 0 | 0
538 | 3260161 | LVSB;DIST;3P;400V;250A;2LINE;OD | SET | 1 | 0
539 | 3260226 | LVSB;DIST;3P;400V;630A;4LINE;OD | SET | 0 | 0
540 | 3260236 | LVSB;DIST;3P;400V;250A+MCCB;2LINE;OD | SET | 0 | 0
541 | 3260237 | LVSB;DIST;3P;400V;400A;2LINE;OD | SET | 0 | 0
542 | 3260238 | LVSB;DIST;3P;400V;400A;4LINE;OD | SET | 1 | 0
543 | 3260255 | LVSB;ATS;3P;380V;250A;OD TIPE KONTAKTOR | SET | 0 | 0
544 | 3270029 | LVSB ACC;FUSE HOLDER 400A | BH | 863 | 847
545 | 3270049 | LVSB ACC;TIME SWITCH MEC 100-220V 16A | BH | 0 | 0
546 | 3270052 | LVSB ACC;FUSE HOLDER 380V 100A | BH | 0 | 0
547 | 3270063 | LVSB ACC;FUSE HOLDER 250A | BH | 1913 | 1980
548 | 3270093 | LVSB ACC;FUSE HOLDER 63A | BH | 0 | 0
549 | 3270132 | LVSB ACC;FUSE HOLDER 160A 2P;HRC;6-40A;0 | BH | 0 | 0
550 | 3270133 | LVSB ACC;FUSE HOLDER 160A 2P;HRC;6-63A;0 | BH | 0 | 0
551 | 3270134 | LVSB ACC;FUSE HOLDER 160A 3P;HRC;6-40A;0 | BH | 0 | 0
552 | 3270170 | LVSB ACC;FUSE HOLDER 630A | BH | 985 | 1075
553 | 3280002 | CONN;;H;AL;35-70mm2;PRS | BH | 0 | 0
554 | 3280010 | CONN;;PG W TO W;AL;D35.75-35.75mm2;BOLT | BH | 185 | 305
555 | 3280039 | CONN;;PG;CU;6-50mm2; | BH | 0 | 0
556 | 3280068 | CONN;1kV;;AL;35-70/35-70mm2;PRS HS;WP | BH | 0 | 0
557 | 3280073 | CONN;1kV;;AL;6-35/35-70mm2;PRS HS;WP | BH | 0 | 0
558 | 3280087 | CONN;1kV;PIER;AL;6-25/35-70mm2;BOLT;WP | BH | 0 | 0
559 | 3280090 | CONN;1kV;PIER;AL;6-35/6-35mm2;BOLT;WP | BH | 0 | 0
560 | 3280095 | CONN;20kV;H;AL;50-70mm2;PRS; | BH | 0 | 0
561 | 3280129 | CONN;20KV;LLC;AL;70-150mm2; BOLT | BH | 0 | 0
562 | 3280139 | CONN;20kV;H;AL;70-70/70-70mm2;PRS; | BH | 0 | 0
563 | 3280148 | CONN;20kV;H;AL;240-240mm2;PRS; | BH | 0 | 0
564 | 3280151 | CONN;20kV;H;AL;35-70/35-70mm2;PRS; | BH | 0 | 249
565 | 3280162 | CONN;20kV;H;AL;35-70mm2;PRS; | BH | 0 | 0
566 | 3280168 | CONN;20kV;LLC;AL;150mm2;BOLT; | BH | 0 | 0
567 | 3280169 | CONN;20kV;LLC;AL;240mm2;BOLT; | BH | 0 | 0
568 | 3280185 | CONN;20kV;H;AL;150-150mm2;PRS; | BH | 0 | 0
569 | 3280242 | CONN;1kV;PIER;AL;35-70/35-70mm2;BOLT; | BH | 0 | 0
570 | 3280245 | CONN;20kV;H;AL;150-240/150-240mm2;PRS; | BH | 0 | 0
571 | 3280253 | CONN;20kV;H;AL;70-150mm2;PRS; | BH | 0 | 0
572 | 3280260 | CONN;;CCO;;150-240/150-240mm2;; | BH | 0 | 0
573 | 3280266 | CONN;;H;AL;150-240mm2;; | BH | 0 | 0
574 | 3280281 | CONN;1kV;CCO;AL;10-16/10-16mm2;PRS; | BH | 0 | 0
575 | 3280297 | CONN;1kV;CCO;AL;70-70/70-70mm2;PRS; | BH | 0 | 0
576 | 3280304 | CONN;1kV;CCOA;AL;35-70mm2;PRS; | BH | 0 | 0
577 | 3280305 | CONN;1kV;CCOA;AL;35mm2;PRS; | BH | 0 | 1650
578 | 3280317 | CONN;;H;AL;10-16/25-35mm2;PRS | BH | 0 | 0
579 | 3280324 | CONN;1kV;;AL;10-16/23-35mm2;PRS HS;WP | BH | 0 | 0
580 | 3280334 | CONN;1kV;PG;AL-CU;6-35mm2;BOLT; | BH | 0 | 0
581 | 3280337 | CONN;1kV;PIER;AL;6-25/35-70mm2;2BOLT;WP | BH | 2414 | 2147
582 | 3280355 | CONN;20KV;LLC;AL;150-240mm2;BOLT | BH | 0 | 0
583 | 3280362 | CONN;20kV;CCO;AL;70-70mm2;PRS; | BH | 0 | 0
584 | 3280384 | CONN;20kV;CCO;AL;70-150mm2;PRS | BH | 0 | 0
585 | 3280421 | CONN;20KV;LLC;AL;95-150MM2;BOLT; | BH | 0 | 0
586 | 3280446 | CONN;20KV;LLC;;35-70MM2;BOLT | BH | 0 | 0
587 | 3280466 | CONN;20KV;CCO;AL;150-150MM2;PRS; | BH | 0 | 0
588 | 4010015 | BATTERY;DRY;LITHIUM;PLASTIC;; | BH | 0 | 0
589 | 4070016 | UPS;220V;160-250VAC;1P;2000VA | BH | 0 | 0
590 | 4070040 | UPS;220V;220VAC;1P;6000VA; | U | 0 | 0
591 | 4070046 | UPS;380;380;3P;100KVA;MOBILE | SET | 0 | 0
592 | 4070048 | UPS;380;380;3P;40KVA;MOBILE | SET | 0 | 0
593 | 4080031 | GENSET;100KW;400V;;50HZ;;1000RPM | U | 0 | 0
594 | 4080033 | GENSET;100KVA;380V;3P;50HZ;MBL;1500RPM | SET | 0 | 0
595 | 4080036 | GENSET;40KW;380V;3P;50Hz;PORT;1500RPM | SET | 0 | 0
596 | 4080084 | GENSET;250kVA;231/400V;3P;MOBILE;1500RPM | U | 0 | 0
597 | 4090001 | GENSET ACC;STARTING SWITCH | BH | 0 | 0
598 | 4090021 | GENSET ACC;BREATHER ELEMENT | BH | 0 | 0
599 | 4090026 | GENSET;250 KW;380V;3P;50HZ;MOB;1500RPM | SET | 0 | 0
600 | 4120002 | BOX;APP I NCBL;ST PLATE 1.4;320X150X36mm | BH | 0 | 0
601 | 4120003 | BOX;APP POLE;ST PLATE; | BH | 0 | 0
602 | 4120005 | BOX;APPVI NCBL;ST PLATE; | BH | 3 | 0
603 | 4120015 | BOX;GD SUSUN;ST PLATE 3mm;221X136X366cm | U | 0 | 1
604 | 4120017 | BOX;kWh PJU;ST PLATE; | BH | 0 | 0
605 | 4120019 | BOX;kWh;ST PLATE 2mm;660X300X1250mm | BH | 0 | 0
606 | 4120046 | BOX;SMART BOX U/KWH MTR E;STEEL; | BH | 0 | 0
607 | 4120049 | BOX;APPIII;ST PLATE 2mm; | BH | 0 | 0
608 | 4120054 | BOX;APPVI TR;ST PLATE 2mm; | BH | 0 | 2
609 | 4120101 | BOX;MER TRIP MODEM MCCB CT TR 41,5KVA EN | SET | 0 | 0
610 | 4120102 | BOX;MER TRIP MODEM MCCB CT TR 53KVA | SET | 0 | 0
611 | 4120103 | BOX;MER TRIP MODEM MCCB CT TR 66KVA | SET | 0 | 0
612 | 4120104 | BOX;MER TRIP MODEM MCCB CT TR 82,5KVA | SET | 0 | 0
613 | 4120105 | BOX;MER TRIP MODEM MCCB CT TR 105KVA | SET | 0 | 0
614 | 4120106 | BOX;MER TRIP MODEM MCCB CT TR 131KVA | SET | 0 | 0
615 | 4120107 | BOX;MER TRIP MODEM MCCB CT TR 147KVA | SET | 0 | 0
616 | 4120108 | BOX;MER TRIP MODEM MCCB CT TR 164KVA | SET | 0 | 0
617 | 4120109 | BOX;MER TRIP MODEM MCCB CT TR 197KVA | SET | 0 | 0
618 | 4120118 | BOX;AMR 41.5KVA MCB ST PLAT 1.2MM | BH | 0 | 0
619 | 4120121 | BOX;MER TRIP MODEM MCCB CT TR 23KVA | SET | 0 | 0
620 | 4120122 | BOX;MER TRIP MODEM MCCB CT TR 33KVA | SET | 0 | 0
621 | 4120184 | BOX;AMR 240KVA 400A;PLATE2mm;108X55X60cm | BH | 0 | 0
622 | 4120185 | BOX;AMR 240KVA 400A;PLATE2mm;112X55X47cm | BH | 0 | 0
623 | 4120187 | BOX;AMR 329KVA 630A;PLATE2mm;112X55X47cm | BH | 0 | 0
624 | 4120194 | BOX;APPIII MCB 25A;PLAT2mm;420X200X644mm | SET | 0 | 0
625 | 4120196 | BOX;APPIII MCB 50A;PLAT2mm;420X200X644mm | SET | 5 | 0
626 | 4120222 | BOX;APPIII MCB 10A;PLAT2MM;420X200X644MM | SET | 0 | 0
627 | 4120223 | BOX;APPIII MCB 16A;PLAT2MM;420X200X644MM | SET | 0 | 0
628 | 4120242 | BOX;APP;TM | BH | 0 | 0
629 | 4120262 | BOX;kWH TRPSAT 12;ST PLAT;600X200X1420mm | U | 6 | 6
630 | 4120263 | BOX;kWH TRPSAT 9;ST PLAT;600X200X1220mm | U | 1 | 1
631 | 4120284 | BOX;AMR COMBO;82,5KVA;+Shunt-Trip | U | 2 | 3
632 | 4120285 | BOX;AMR COMBO;105KVA;+Shunt-Trip | U | 2 | 2
633 | 4120286 | BOX;AMR COMBO;131KVA;+Shunt-Trip | U | 2 | 2
634 | 4120287 | BOX;AMR COMBO;164KVA;+Shunt-Trip | U | 2 | 2
635 | 4120288 | BOX;AMR COMBO;197KVA;+Shunt-Trip | U | 3 | 1
636 | 4120289 | BOX;AMR COMBO;147KVA;+Shunt-Trip | U | 0 | 0
637 | 4120305 | BOX;APPIII MCB 25A;STPLATE;645X400X200MM | BH | 0 | 0
638 | 4120306 | BOX;APPIII MCB 35A;STPLATE;645X400X200MM | BH | 0 | 0
639 | 4120307 | BOX;APPIII MCB 50A;STPLATE;645X400X200MM | BH | 0 | 0
640 | 4120308 | BOX;APPIII MCB 63A;STPLATE;840X330X170MM | BH | 0 | 0
641 | 4120318 | BOX;PANEL STANDSPLU;PLAT2MM;1500X520X520 | SET | 1 | 2
642 | 4120319 | BOX;PANEL HOOK SPLU;PLT1.5MM;500X560X350 | SET | 0 | 0
643 | 4120320 | BOX;AMR COMBO;53KVA;+SHUNT-TRIP | BH | 3 | 3
644 | 4120321 | BOX;AMR COMBO;66KVA;+SHUNT-TRIP | BH | 3 | 3
645 | 4120325 | BOX;PANEL HOOK SPLU;PLAT 1.6MM; | BH | 8 | 7
646 | 4120330 | BOX;APPIII;6.6 KVA;+MCB | BH | 0 | 0
647 | 4120331 | BOX;APPIII;10.5KVA;+MCB | BH | 0 | 0
648 | 4120332 | BOX;APPIII;13.2KVA;+MCB | BH | 0 | 0
649 | 4120333 | BOX;APPIII;16.5KVA;+MCB | BH | 0 | 0
650 | 4120348 | BOX;APP;PLATE 2MM;1175X450X270 | BH | 0 | 0
651 | 4120377 | BOX;GD MENARA;PLATE 3.2MM;1815X1815X4880 | U | 0 | 0
652 | 4120395 | BOX;APPMCCB16ASTRIP;ST1.2;645X400X200MM | BH | 0 | 0
653 | 4120402 | BOX;PANEL WALL SPLU;PLT1.2MM;420X300X105 | SET | 10 | 9
654 | 4120427 | BOX;EVCHARGING SPLU;PLAT2MM;1620X330X310 | SET | 0 | 0
655 | 4120463 | BOX;KWH PJU MANDIRI;ST PLATE 2MM; | SET | 35 | 25
656 | 4130023 | BOX ACC;AMR PANEL PLATFORM | BH | 0 | 0
657 | 4130039 | BOX ACC;KEYPAD SPLU TYPE HOOK | BH | 0 | 0
658 | 4150032 | PANEL ACC;STOPER TERMINAL | BH | 0 | 0
659 | 4150039 | PANEL ACC;TERMINAL BLOCK 10mm2 | BH | 0 | 0
660 | 4150062 | PANEL ACC;MAIN SWITCH 400V 400A 3P | BH | 0 | 0
661 | 4150070 | PANEL ACC;FUSE CARRIER | BH | 0 | 0
662 | 4150077 | PANEL ACC;MAIN SWITCH 400V 3P 800A | BH | 0 | 0
663 | 4150105 | PANEL ACC;AUTOMATIC TRANSFER SWITCH 630A | U | 0 | 0
664 | 4150131 | PANEL ACC;TERMINAL BLOCK 2.5mm2 | BH | 0 | 0
665 | 4160015 | CABLE CTRL;NYAF;1X4mm2;0.6/1kV;OH | M | 0 | 0
666 | 4160016 | CABLE CTRL;NYAF;1X6mm2;0.6/1kV;OH | M | 0 | 0
667 | 4160036 | CABLE CTRL;NYMHY;4X2.5mm2;0.6/1kV;OH | M | 0 | 0
668 | 4160040 | CABLE CTRL;NYY;2X6mm2;0.6/1kV;OH | M | 0 | 0
669 | 4160041 | CABLE CTRL;NYY;7x2.5mm2;0.6/1kV;OH | M | 0 | 0
670 | 4160044 | CABLE CTRL;NYYHY;4X4mm2;0.6/1kV;OH | M | 0 | 0
671 | 4160046 | CABLE CTRL;NYYHY;6X4mm2;0.6/1kV;OH | M | 0 | 0
672 | 4160049 | CABLE CTRL;NYSY;10x6 mm2;0.6/1kV; | M | 0 | 0
673 | 4160084 | CABLE CTRL;NYM;4x4mm2;230/380V;OH | M | 0 | 0
674 | 4160106 | CABLE CTRL;NYY;3X4mm2;0.6/1kV;OH | M | 0 | 0
675 | 4160295 | CABLE CTRL;NYAF;1X16MM2;0.6/1KV;OH | M | 0 | 0
676 | 4170015 | CABLE CTRL ACC;SUSPENSION ASS 25-50mm | BH | 0 | 0
677 | 4170022 | CABLE CTRL ACC;CABLE SHOE ALCU 6mm2;I | BH | 0 | 0
678 | 4170069 | CABLE CTRL ACC;LARGE ANGLE ASS 50-70mm | BH | 0 | 0
679 | 4170136 | CABLE CTRL ACC;CABLE SCHOEN U 4MM | BH | 0 | 0
680 | 4170167 | CABLE CTRL ACC;CABLE SCHOEN FERULES2.5MM | EA | 0 | 0
681 | 4190021 | UNIV ACC;BOLT H & N.W2 FW DIA12X50mm | BH | 0 | 0
682 | 4190080 | UNIV ACC;PIPE PVC 0.5IN | BTG | 0 | 0
683 | 4190105 | UNIV ACC;ISOLASI RUBBER | BH | 0 | 0
684 | 4190117 | UNIV ACC;TANDA PERINGATAN I | BH | 0 | 0
685 | 4190192 | UNIV ACC;MUR BAUT SENG 3/6" X 3/4" | BH | 0 | 0
686 | 4190198 | UNIV ACC;PLASTIC FISHER;8mmX3,5" | BH | 0 | 0
687 | 4190200 | UNIV ACC;PVC 3"X4m AW | BH | 0 | 0
688 | 4190213 | UNIV ACC;INSULATING TAPE | BH | 0 | 0
689 | 4190216 | UNIV ACC;KNIE PVC L 4" | BH | 0 | 0
690 | 4190218 | UNIV ACC;CONTROL RECLOSER | U | 0 | 0
691 | 4190256 | UNIV ACC;GROUND PIPE 1.5"X2.75M+BC 50 | BTG | 0 | 0
692 | 4190277 | UNIV ACC;PIPE GALV 3"X3m | BTG | 0 | 0
693 | 4190374 | UNIV ACC;CLAMP PLASTIK NO.14 | BH | 0 | 0
694 | 4190404 | UNIV ACC;PIPE PVC 1IN | BTG | 0 | 0
695 | 4190637 | UNIV ACC;DIESEL OIL TRANSFER PUMP | U | 0 | 0
696 | 4190670 | UNIV ACC;BOLT&NUT GALV 12X30mm+WSH | BH | 0 | 0
697 | 4190682 | UNIV ACC;BOUW & SOCK L PVC 1" | BH | 0 | 0
698 | 4190689 | UNIV ACC;DRILL BIT SET | SET | 0 | 0
699 | 4190729 | UNIV ACC;SOCK PVC 3/4" | BH | 0 | 0
700 | 4190740 | UNIV ACC;GRINDSTONE EYE | BH | 0 | 0
701 | 4191619 | UNIV ACC;HOT STICK WIPING CLOTH | BH | 0 | 0
702 | 4191641 | UNIV ACC;GUNTING | BH | 0 | 0
703 | 4191700 | UNIV ACC;JAS HUJAN | BH | 0 | 0
704 | 4191708 | UNIV ACC;SILICON CLOTH | BH | 0 | 0
705 | 4191835 | UNIV ACC;TALI TANGGA (STRAP) | BH | 0 | 0
706 | 4191928 | UNIV ACC;WESTPEX 25MM | M | 0 | 0
707 | 4192027 | UNIV ACC;RUBBER TOOLBAG 40.5x28x30.5CM | BH | 0 | 0
708 | 4192377 | UNIV ACC;TIE WIRE | BH | 0 | 0
709 | 4192460 | UNIV ACC;MULTI-PURPOSE EXPAND FOAM 750ML | BH | 0 | 0
710 | 4192489 | UNIV ACC;BAN LUAR TRUCK;10 R20 16PR | BH | 0 | 0
711 | 5040014 | RADIO ACC;COAXIAL RG58 50OHM | U | 0 | 0
712 | 5040018 | RADIO ACC;CONNECTOR RG.8 | U | 0 | 0
713 | 5050001 | FOC;ADSS;16 CORE | M | 0 | 0
714 | 5080065 | MC ACC;DISPLAY CARD TRANSFORM AGX 3281 | BH | 0 | 0
715 | 5080090 | HARDWARE;SMARTPHONE;ANDROID;6.5-INCH | BH | 0 | 0
716 | 5100066 | RTU ACC;CONNECTION MODULE CTM | BH | 0 | 0
717 | 6020045 | HARDWARE;CARD;ROUTER;RTR512.2-2M/EY | BH | 0 | 0
718 | 7010020 | TOOL M;BINDING WIRE CUTTER | BH | 0 | 0
719 | 7010036 | TOOL M;CHAIN SAW | U | 0 | 0
720 | 7010049 | TOOL M;COND CLEANING BRUSH | BH | 0 | 0
721 | 7010053 | TOOL M;CONVERTIBLE STRAP HOIST | BH | 0 | 0
722 | 7010058 | TOOL M;CROSS ARM COVER | BH | 0 | 0
723 | 7010061 | TOOL M;CUT OUT COVERS | BH | 0 | 0
724 | 7010121 | TOOL M;HOT STICK TESTER | U | 0 | 0
725 | 7010127 | TOOL M;HYDRAULIC PRESS CONN 16-300mm | BH | 0 | 0
726 | 7010193 | TOOL M;RATCHET WRENCH | BH | 0 | 0
727 | 7010203 | TOOL M;RUBBER GLOVE AUXILIARY ARM | BH | 0 | 0
728 | 7010213 | TOOL M;SNATCH BLOCK | BH | 0 | 0
729 | 7010230 | TOOL M;STICK VOLTAGE DETECT 20kV | U | 0 | 0
730 | 7010254 | TOOL M;TEMPORARY CUTOUT | BH | 0 | 0
731 | 7010259 | TOOL M;TIE WIRE CLAW | BH | 0 | 0
732 | 7010338 | TOOL M;WEBBING SLING 1 IN x 3 FT | BH | 0 | 0
733 | 7010376 | TOOL M;FULL BODY HARNESSES | BH | 0 | 0
734 | 7010425 | TOOL M;HOOK POLE 3.2m PDKB | BH | 0 | 0
735 | 7010437 | TOOL M;PIN INSULATOR COVER PDKB | BH | 0 | 0
736 | 7010445 | TOOL M;ROTARY BLADE | BH | 0 | 0
737 | 7010447 | TOOL M;SACHEL STICK 10.5 M PDKB | BH | 0 | 0
738 | 7010453 | TOOL M;TANG SEGEL | BH | 0 | 0
739 | 7010455 | TOOL M;TOOLSET PDKB | SET | 0 | 0
740 | 7010460 | TOOL M;BATTERY CRIMPING 12 TON | BH | 0 | 0
741 | 7010484 | TOOL M;SERVICE ROPE HOOK | BH | 0 | 0
742 | 7010492 | TOOL M;INSULATING HANGER | BH | 0 | 0
743 | 7010521 | TOOL M;CRADDLE SET PDKB | SET | 0 | 0
744 | 7010620 | TOOL M;HOOK POLE 1.95m PDKB | BH | 0 | 0
745 | 7010628 | TOOL M;INSULATING RUBBER BLANKET | BH | 0 | 0
746 | 7010665 | TOOL M;HEXAGONAL CRIMPING DIES | BH | 0 | 0
747 | 7010671 | TOOL M;SENTER | BH | 0 | 0
748 | 7010676 | TOOL M;TOOL BOX | SET | 0 | 0
749 | 7010680 | TOOL M;WEBBING SLING 5M 5T | SET | 0 | 0
750 | 7010693 | TOOL M;CLIMBING ROPE | BH | 0 | 0
751 | 7010701 | TOOL M;UNDERGROUND CABLE FAULT DETECTOR | SET | 0 | 0
752 | 7010732 | TOOL M;CHAINSAW STICK | U | 0 | 0
753 | 7010742 | TOOL M;LANYARD | SET | 0 | 0
754 | 7010809 | TOOL M;UNIV POLE W 2 PLINES POLE HANGER | BH | 0 | 0
755 | 7010821 | TOOL M;POWER PULLER 2 TON | BH | 0 | 0
756 | 7010969 | TOOL M;MESIN LAS LISTRIK | BH | 0 | 0
757 | 7010971 | TOOL M;MATA PRESS | BH | 0 | 0
758 | 7010981 | TOOL M;GENSET MOBILE | BH | 0 | 0
759 | 7011007 | TOOL M;SPIRAL LINK STICK 10FT | BH | 0 | 0
760 | 7011011 | TOOL M;CUBICLE MOBILE | SET | 0 | 0
761 | 7011080 | TOOL M;INSULATING VARNISH RED SPRAY | CAN | 0 | 0
762 | 7011097 | TOOL M;SOLID BLANKETS 40kV AC | SET | 0 | 0
763 | 7011098 | TOOL M;SLOTTED BLANKETS 40kV AC | SET | 0 | 0
764 | 7011107 | TOOL M;SOCKET WRANCE SET 147 PCS | SET | 0 | 0
765 | 7011158 | TOOL M;FORKLIFT CAPACITY 3 TON | U | 0 | 0
766 | 7011176 | TOOL M;TERPAULIN | BH | 0 | 0
767 | 7011182 | TOOL M;CONTAINER PENYIMPANAN | BH | 0 | 0
768 | 7011277 | TOOL M;PARANG | BH | 0 | 0
769 | 7011279 | TOOL M;KUNCI INGGRIS | BH | 0 | 0
770 | 7011285 | TOOL M;HEAD LAMP LED | BH | 0 | 0
771 | 7011349 | TOOL M;PROTECTIVE CLOVES | SET | 0 | 0
772 | 7011351 | TOOL M;RUBBER INSULATING GLOVES CLASS3 | SET | 0 | 0
773 | 7011476 | TOOL M;HOOK POLE 2M PDKB | BH | 0 | 0
774 | 7011492 | TOOL M;POLE COVERS 12" | BH | 0 | 0
775 | 7011493 | TOOL M;POLE COVERS 9" | BH | 0 | 0
776 | 7011578 | TOOL M;TELESCOPIC STICK 20KV 12M | BH | 0 | 0
777 | 7011665 | TOOL M;HIGH VOLTAGE CABLE STRIPPER | BH | 0 | 0
778 | 7011699 | TOOL M;NYLON ROPE R920N | ROL | 0 | 0
779 | 7011704 | TOOL M;POLYETHYLENE INSULAT TUBE L 180cm | BH | 0 | 0
780 | 7011725 | TOOL M;WEBBING SLING 1IN X 5FT | BH | 0 | 0
781 | 7011726 | TOOL M;TEMPORARY DEAD END | BH | 0 | 0
782 | 7011727 | TOOL M;FORK WIRE HOLDER INS | BH | 0 | 0
783 | 7011728 | TOOL M;T CLAMP INSULATOR | BH | 0 | 0
784 | 7011729 | TOOL M;TRAINER | BH | 0 | 0
785 | 7011730 | TOOL M;PLASTIC PEG | BH | 0 | 0
786 | 7011772 | TOOL M;BATTERY CRIMPING DIES 40-50-300MM | BH | 0 | 0
787 | 7020019 | TOOL E;DIGIPHONE T-16 DUAL RECEIVER | SET | 0 | 0
788 | 7020034 | TOOL E;HIGH VOLTAGE DC TEST | SET | 0 | 0
789 | 7020035 | TOOL E;HIGH VOLTAGE DETECTOR 20kV | SET | 0 | 0
790 | 7020060 | TOOL E;MULTI METER DIGITAL | U | 0 | 0
791 | 7020073 | TOOL E;PORTABLE POWER QUALITY ANALYZER | SET | 0 | 0
792 | 7020076 | TOOL E;PORTABLE VISE (RAGUM) | SET | 0 | 0
793 | 7020135 | TOOL E;CLAMP ON EARTHING RESIST TESTER | SET | 0 | 0
794 | 7020141 | TOOL E;CAMERA CORONA | BH | 0 | 0
795 | 7020155 | TOOL E;CONDUCTOR COVER PDKB | SET | 0 | 0
796 | 7020158 | TOOL E;OHM STICK+LIVE LINE MICRO OHM MTR | BH | 0 | 0
797 | 7020174 | TOOL E;AMPERE STICK 20 KV | BH | 0 | 0
798 | 7020189 | TOOL E;DEAD END COVER PDKB | BH | 0 | 0
799 | 7020225 | TOOL E;PORTABLE PT/CT & QUALITY ENERGI | SET | 0 | 0
800 | 7020245 | TOOL E;VOLTAGE DETECTOR 20 KV | BH | 0 | 0
801 | 7020277 | TOOL E;PHASE DETECTOR RST | SET | 0 | 0
802 | 7020296 | TOOL E;PARTIAL DISCHARGE 20kV | SET | 0 | 0
803 | 7020304 | TOOL E;TANG AMPER DIGITAL 600A | BH | 0 | 0
804 | 7020314 | TOOL E;ULTRASONIC INSPECTION SYSTEM | U | 0 | 0
805 | 7020315 | TOOL E;CT ANALYZER | U | 0 | 0
806 | 7020322 | TOOL E;THERMOVISION WITH LONG DISTANCE L | BH | 0 | 0
807 | 7020326 | TOOL E;VOLTSTICK RADIO | SET | 0 | 0
808 | 7020338 | TOOL E;AMPERE METER 0-200A | BH | 0 | 0
809 | 7020341 | TOOL E;ARRESTER DEFAULT DETECTOR | BH | 0 | 0
810 | 7020347 | TOOL E;NO VOLTAGE DETECTOR 20kV LINE | BH | 0 | 0
811 | 7020350 | TOOL E;TEST PEN | BH | 0 | 0
812 | 7020351 | TOOL E;TESTER INJECTOR | SET | 0 | 0
813 | 7020359 | TOOL E;AMPERE METER 100A | BH | 0 | 0
814 | 7020372 | TOOL E;MEGGER DIGITAL 10KV | SET | 0 | 0
815 | 7020377 | TOOL E;THERMO GUN | SET | 0 | 0
816 | 7020404 | TOOL E;ZINC OXIDE LA TESTER | BH | 0 | 0
817 | 7020410 | TOOL E;TANG AMPER DIGITAL 300A | BH | 0 | 0
818 | 7020416 | TOOL E;PENGUPAS KABEL HIC150MM PDKB | BH | 0 | 0
819 | 7020422 | TOOL E;POLE STRAP PDKB | BH | 0 | 0
820 | 7020428 | TOOL E;PENGUPAS KABEL HIC240MM PDKB | BH | 0 | 0
821 | 7020534 | TOOL E;RELAY TESTER & MEASUREMENT | U | 0 | 0
822 | 7020538 | TOOL E;PHASE INDICATOR | U | 0 | 0
823 | 7020604 | TOOL E;PORTABLE TERA PRECISION | SET | 0 | 0
824 | 7020691 | TOOL E;TEST EQUIPMENT DC+AC HIPOT | BH | 0 | 0
825 | 7020705 | TOOL E;RADIO BASE STATION GM338 VHF | U | 0 | 0
826 | 7020706 | TOOL E;CHARGER AKI | BH | 0 | 0
827 | 7020711 | TOOL E;STICK GROUNDING 20kV | SET | 0 | 0
828 | 7020722 | TOOL E;EARTH TESTER DIGITAL | BH | 0 | 0
829 | 7020727 | TOOL E;TANG AMPERE 3 PHASA | BH | 0 | 0
830 | 7020732 | TOOL E;TEROPONG CLOSE FOCUS (FT/M):20/6 | BH | 0 | 0
831 | 7020742 | TOOL E;TELESCOPIC HOT STICK 10.5M | BH | 0 | 0
832 | 7020755 | TOOL E;LAPTOP | BH | 0 | 0
833 | 7020780 | TOOL E;TERA 3PH PORTABLE | SET | 0 | 0
834 | 7020794 | TOOL E;QUALSTIK PLUS 8-061 XT PLUS HC | U | 0 | 0
835 | 7020832 | TOOL E;SMART ARRESTER | SET | 0 | 0
836 | 7020900 | TOOL E;DONGLE FUSESAVER | U | 0 | 0
837 | 7020901 | TOOL E;FAULT INDICATOR+RTU | BH | 0 | 0
838 | 7020902 | TOOL E;MOBIL SENTUH LANGSUNG PDKB | U | 0 | 0
839 | 7020903 | TOOL E;LINE HOSE CLASS 3 STYLE B 3 ft | BH | 0 | 0
840 | 7020904 | TOOL E;LINE HOSE CLASS 3 STYLE B 4.5 ft | BH | 0 | 0
841 | 7020907 | TOOL E;RUBBER GLOVES TESTER PDKB | SET | 0 | 0
842 | 7020908 | TOOL E;RUBBER GLOVES CLAMP PDKB | BH | 0 | 0
843 | 7020925 | TOOL E;HANGER BY PASS JUMPER CONNECTOR | BH | 0 | 0
844 | 7040006 | TOOL S;INSULATING BOOTS 20kV | PSG | 0 | 0
845 | 7040009 | TOOL S;SAFETY BELT | BH | 0 | 0
846 | 7040015 | TOOL S;TENSION STRING COVER PDKB | BH | 0 | 0
847 | 7040016 | TOOL S;SAFETY SHOES | PSG | 0 | 0
848 | 7040032 | TOOL M;SEPATU KATAK | BH | 0 | 0
849 | 7040046 | TOOL S;COTTON GLOVES | PSG | 0 | 0
850 | 7040054 | TOOL S;SARUNG TANGAN KAIN | PSG | 0 | 0
851 | 7040060 | TOOL S;BAJU KERJA | BH | 0 | 0
852 | 7040066 | TOOL S;SARUNG TANGAN KULIT | PSG | 0 | 0
853 | 7040072 | TOOL S;KACAMATA ANTI UV (GOGLASS) | BH | 0 | 0
854 | 7040075 | TOOL S;SAFETY HELMET | BH | 0 | 0
855 | 7040094 | TOOL S;BOX P3K | SET | 0 | 0
856 | 7040095 | TOOL S;SAFETY SHOES 20KV | PSG | 0 | 0
857 | 7040128 | TOOL S;SAFETY HELMET FOR PDKB | BH | 0 | 0
858 | 7040140 | TOOL S;LEATHER GLOVE PROTECTOR PDKB | SET | 0 | 0
859 | 7040164 | TOOL S;SAFETY CONE;RUBBER | BH | 0 | 0
860 | 7040165 | TOOL S;SEPATU ISOLASI 20KV | U | 0 | 0
861 | 8050057 | LUBE;N;MEDITRAN S 40 | L | 480 | 2
862 | 8050089 | LUBE;N;SHELL DIALA B | L | 342 | 342
863 | 8050330 | LUBE;N;MEDITRAN SX 15W-40 PLUS CI4 | L | 3000 | 14