## pl
Company Code | Company Code Description | Plant | Plant Description | Storage Location | Storage Location Description | Material Type | Material Type Description | Material | Material Description | Material Group | Base Unit of Measure | Valuation Type | Unrestricted Use Stock | Quality Inspection Stock | Blocked Stock | In Transit Stock | Valuation Class | Valuation Description
7400 | UIW Sulselrabar | 7428 | PLN UP3 Makassar Selatan | 3760 | PLTD Tanakeke | ZST1 | PLN Stock Materials | 000000008010001 | FUEL;HIGH SPEED DIESEL (HSD) | ZM0801 | L | NORMAL | 13792 | 0 | 0 | 0 | 4001 | FUEL-Minyak Bakar HSD
7400 | UIW Sulselrabar | 7428 | PLN UP3 Makassar Selatan | 3760 | PLTD Tanakeke | ZST1 | PLN Stock Materials | 000000008050057 | LUBE;N;MEDITRAN S 40 | ZM0805 | L | NORMAL | 297 | 0 | 0 | 0 | 4004 | FUEL-Minyak & Pelumas
7400 | UIW Sulselrabar | 7428 | PLN UP3 Makassar Selatan | 3760 | PLTD Tanakeke | ZST1 | PLN Stock Materials | 000000008050330 | LUBE;N;MEDITRAN SX 15W-40 PLUS CI4 | ZM0805 | L | NORMAL | 232 | 0 | 0 | 0 | 4004 | FUEL-Minyak & Pelumas
7400 | UIW Sulselrabar | 7428 | PLN UP3 Makassar Selatan | 3750 | PLTD Lae-Lae | ZST1 | PLN Stock Materials | 000000008010001 | FUEL;HIGH SPEED DIESEL (HSD) | ZM0801 | L | NORMAL | 18110 | 0 | 0 | 0 | 4001 | FUEL-Minyak Bakar HSD
7400 | UIW Sulselrabar | 7428 | PLN UP3 Makassar Selatan | 3750 | PLTD Lae-Lae | ZST1 | PLN Stock Materials | 000000008050057 | LUBE;N;MEDITRAN S 40 | ZM0805 | L | NORMAL | 659 | 0 | 0 | 0 | 4004 | FUEL-Minyak & Pelumas
7400 | UIW Sulselrabar | 7428 | PLN UP3 Makassar Selatan | 3750 | PLTD Lae-Lae | ZST1 | PLN Stock Materials | 000000008050330 | LUBE;N;MEDITRAN SX 15W-40 PLUS CI4 | ZM0805 | L | NORMAL | 1035 | 0 | 0 | 0 | 4004 | FUEL-Minyak & Pelumas
7400 | UIW Sulselrabar | 7428 | PLN UP3 Makassar Selatan | 3740 | PLTD Kodingareng | ZST1 | PLN Stock Materials | 000000008010001 | FUEL;HIGH SPEED DIESEL (HSD) | ZM0801 | L | NORMAL | 30122 | 0 | 0 | 0 | 4001 | FUEL-Minyak Bakar HSD
7400 | UIW Sulselrabar | 7428 | PLN UP3 Makassar Selatan | 3740 | PLTD Kodingareng | ZST1 | PLN Stock Materials | 000000008050057 | LUBE;N;MEDITRAN S 40 | ZM0805 | L | NORMAL | 0 | 0 | 0 | 0 | 4004 | FUEL-Minyak & Pelumas
7400 | UIW Sulselrabar | 7428 | PLN UP3 Makassar Selatan | 3730 | PLTD Barrang Lmp | ZST1 | PLN Stock Materials | 000000008010001 | FUEL;HIGH SPEED DIESEL (HSD) | ZM0801 | L | NORMAL | 38439 | 0 | 0 | 0 | 4001 | FUEL-Minyak Bakar HSD
7400 | UIW Sulselrabar | 7428 | PLN UP3 Makassar Selatan | 3730 | PLTD Barrang Lmp | ZST1 | PLN Stock Materials | 000000008050057 | LUBE;N;MEDITRAN S 40 | ZM0805 | L | NORMAL | 186 | 0 | 0 | 0 | 4004 | FUEL-Minyak & Pelumas
7400 | UIW Sulselrabar | 7428 | PLN UP3 Makassar Selatan | 3730 | PLTD Barrang Lmp | ZST1 | PLN Stock Materials | 000000008050330 | LUBE;N;MEDITRAN SX 15W-40 PLUS CI4 | ZM0805 | L | NORMAL | 455 | 0 | 0 | 0 | 4004 | FUEL-Minyak & Pelumas
7400 | UIW Sulselrabar | 7428 | PLN UP3 Makassar Selatan | 2570 | Gd Ry Malino | ZST1 | PLN Stock Materials | 000000001030063 | TRF DIS;;20kV/400V;3P;160kVA;YZN5;OD | ZM0103 | U | PRE-MEMORY | 0 | 0 | 0 | 0 | 1000 | HAR-Transformator
7400 | UIW Sulselrabar | 7428 | PLN UP3 Makassar Selatan | 2570 | Gd Ry Malino | ZST1 | PLN Stock Materials | 000000001030097 | TRF DIS;D3;20kV/400V;3P;50kVA;YZN5;OD | ZM0103 | U | NORMAL | 0 | 0 | 0 | 0 | 1000 | HAR-Transformator
7400 | UIW Sulselrabar | 7428 | PLN UP3 Makassar Selatan | 2570 | Gd Ry Malino | ZST1 | PLN Stock Materials | 000000001030116 | TRF DIS;D3;20kV/231V;1P;50kVA;;OD | ZM0103 | U | PRE-MEMORY | 0 | 0 | 0 | 0 | 1000 | HAR-Transformator
7400 | UIW Sulselrabar | 7428 | PLN UP3 Makassar Selatan | 2570 | Gd Ry Malino | ZST1 | PLN Stock Materials | 000000001030180 | TRF DIS;NCSP;11,7kV/231V;1P;50kVA;Iio;OD | ZM0103 | BH | NORMAL | 0 | 0 | 0 | 0 | 1000 | HAR-Transformator
7400 | UIW Sulselrabar | 7428 | PLN UP3 Makassar Selatan | 2570 | Gd Ry Malino | ZST1 | PLN Stock Materials | 000000002030022 | DS;K;20kV;3P;630A;;;OD | ZM0203 | U | NORMAL | 0 | 0 | 0 | 0 | 1001 | HAR-Switchgear&Jaringan
7400 | UIW Sulselrabar | 7428 | PLN UP3 Makassar Selatan | 2570 | Gd Ry Malino | ZST1 | PLN Stock Materials | 000000002050109 | CT;380/220V;RING;300/5A;0.5;5VA;P | ZM0205 | BH | NORMAL | 3 | 0 | 0 | 0 | 1001 | HAR-Switchgear&Jaringan
7400 | UIW Sulselrabar | 7428 | PLN UP3 Makassar Selatan | 2570 | Gd Ry Malino | ZST1 | PLN Stock Materials | 000000002090032 | LA;20-24kV;K;10kA;POLYMER;; | ZM0209 | BH | PRE-MEMORY | 0 | 0 | 0 | 0 | 1001 | HAR-Switchgear&Jaringan
7400 | UIW Sulselrabar | 7428 | PLN UP3 Makassar Selatan | 2570 | Gd Ry Malino | ZST1 | PLN Stock Materials | 000000002090032 | LA;20-24kV;K;10kA;POLYMER;; | ZM0209 | BH | NORMAL | 8 | 0 | 0 | 0 | 1001 | HAR-Switchgear&Jaringan
7400 | UIW Sulselrabar | 7428 | PLN UP3 Makassar Selatan | 2570 | Gd Ry Malino | ZST1 | PLN Stock Materials | 000000002190052 | MTR;kWH M;;3P;220/380V;20-60A;2;ST;4W | ZM0219 | BH | PRE-MEMORY | 0 | 0 | 0 | 0 | 1003 | HAR-Alat Ukur
7400 | UIW Sulselrabar | 7428 | PLN UP3 Makassar Selatan | 2570 | Gd Ry Malino | ZST1 | PLN Stock Materials | 000000002190058 | MTR;kWH M;;3P;220/380V;5-20A;2;ST;4W | ZM0219 | BH | PRE-MEMORY | 0 | 0 | 0 | 0 | 1003 | HAR-Alat Ukur
7400 | UIW Sulselrabar | 7428 | PLN UP3 Makassar Selatan | 2570 | Gd Ry Malino | ZST1 | PLN Stock Materials | 000000002190096 | MTR;KWHMCOM;;1P;230V;5-20A MINMCB;2;ST; | ZM0219 | BH | PRE-MEMORY | 0 | 0 | 0 | 0 | 1003 | HAR-Alat Ukur
7400 | UIW Sulselrabar | 7428 | PLN UP3 Makassar Selatan | 2570 | Gd Ry Malino | ZST1 | PLN Stock Materials | 000000002190210 | MTR;kWH M;;3P;220/380V;5-20A;1;ST;4W | ZM0219 | BH | NORMAL | 0 | 0 | 0 | 0 | 1003 | HAR-Alat Ukur
7400 | UIW Sulselrabar | 7428 | PLN UP3 Makassar Selatan | 2570 | Gd Ry Malino | ZST1 | PLN Stock Materials | 000000002190218 | MTR;kWH E;;3P;230/400V;5-80A;1;;4W | ZM0219 | BH | NORMAL | 9 | 0 | 0 | 0 | 1003 | HAR-Alat Ukur | KWH METER 3 PHASE (PENGUKURAN LANGSUNG)
7400 | UIW Sulselrabar | 7428 | PLN UP3 Makassar Selatan | 2570 | Gd Ry Malino | ZST1 | PLN Stock Materials | 000000002190224 | MTR;kWH E-PR;;1P;230V;5-60A;1;;2W | ZM0219 | BH | PRE-MEMORY | 0 | 0 | 0 | 0 | 1003 | HAR-Alat Ukur | KWH METER PRABAYAR 1 P
7400 | UIW Sulselrabar | 7428 | PLN UP3 Makassar Selatan | 2570 | Gd Ry Malino | ZST1 | PLN Stock Materials | 000000002190224 | MTR;kWH E-PR;;1P;230V;5-60A;1;;2W | ZM0219 | BH | NORMAL | 96 | 0 | 0 | 0 | 1003 | HAR-Alat Ukur | KWH METER LP 1 P
7400 | UIW Sulselrabar | 7428 | PLN UP3 Makassar Selatan | 2570 | Gd Ry Malino | ZST1 | PLN Stock Materials | 000000002190231 | MTR;kWH E;;1P;230V;5-40A;1;;2W | ZM0219 | BH | PRE-MEMORY | 10 | 0 | 0 | 0 | 1003 | HAR-Alat Ukur
7400 | UIW Sulselrabar | 7428 | PLN UP3 Makassar Selatan | 2570 | Gd Ry Malino | ZST1 | PLN Stock Materials | 000000002190231 | MTR;kWH E;;1P;230V;5-40A;1;;2W | ZM0219 | BH | NORMAL | 100 | 0 | 0 | 0 | 1003 | HAR-Alat Ukur | KWH METER PASCA 1 P
7400 | UIW Sulselrabar | 7428 | PLN UP3 Makassar Selatan | 2570 | Gd Ry Malino | ZST1 | PLN Stock Materials | 000000002190234 | MTR;kWH ECOM;;1P;230V;5-40A-10A;1;;2W | ZM0219 | BH | PRE-MEMORY | 0 | 0 | 0 | 0 | 1003 | HAR-Alat Ukur
7400 | UIW Sulselrabar | 7428 | PLN UP3 Makassar Selatan | 2570 | Gd Ry Malino | ZST1 | PLN Stock Materials | 000000002190253 | MTR;kWH E;3P;230/400V;5-10A;1;;4W | ZM0219 | BH | NORMAL | 0 | 0 | 0 | 0 | 1003 | HAR-Alat Ukur
7400 | UIW Sulselrabar | 7428 | PLN UP3 Makassar Selatan | 2570 | Gd Ry Malino | ZST1 | PLN Stock Materials | 000000002200004 | MTR ACC;SEGEL PLASTIC | ZM0220 | BH | PRE-MEMORY | 0 | 0 | 0 | 0 | 1003 | HAR-Alat Ukur
7400 | UIW Sulselrabar | 7428 | PLN UP3 Makassar Selatan | 2570 | Gd Ry Malino | ZST1 | PLN Stock Materials | 000000002200004 | MTR ACC;SEGEL PLASTIC | ZM0220 | BH | NORMAL | 0 | 0 | 0 | 0 | 1003 | HAR-Alat Ukur
7400 | UIW Sulselrabar | 7428 | PLN UP3 Makassar Selatan | 2570 | Gd Ry Malino | ZST1 | PLN Stock Materials | 000000002200016 | MTR ACC;SEGEL PUTAR PLASTIC | ZM0220 | BH | PRE-MEMORY | 0 | 0 | 0 | 0 | 1003 | HAR-Alat Ukur
7400 | UIW Sulselrabar | 7428 | PLN UP3 Makassar Selatan | 2570 | Gd Ry Malino | ZST1 | PLN Stock Materials | 000000002200023 | MTR ACC;MODEM GSM/56KBPS | ZM0220 | BH | NORMAL | 0 | 0 | 0 | 0 | 1003 | HAR-Alat Ukur
7400 | UIW Sulselrabar | 7428 | PLN UP3 Makassar Selatan | 2570 | Gd Ry Malino | ZST1 | PLN Stock Materials | 000000002240024 | FUSE;380/220V;100A;SQUARE;1 | ZM0224 | BH | NORMAL | 84 | 0 | 0 | 0 | 1001 | HAR-Switchgear&Jaringan
7400 | UIW Sulselrabar | 7428 | PLN UP3 Makassar Selatan | 2570 | Gd Ry Malino | ZST1 | PLN Stock Materials | 000000002240029 | FUSE;380/220V;125A;SQUARE;1 | ZM0224 | BH | NORMAL | 54 | 0 | 0 | 0 | 1001 | HAR-Switchgear&Jaringan
7400 | UIW Sulselrabar | 7428 | PLN UP3 Makassar Selatan | 2570 | Gd Ry Malino | ZST1 | PLN Stock Materials | 000000002240048 | FUSE;380/220V;300A;SQUARE;2 | ZM0224 | BH | NORMAL | 24 | 0 | 0 | 0 | 1001 | HAR-Switchgear&Jaringan
7400 | UIW Sulselrabar | 7428 | PLN UP3 Makassar Selatan | 2570 | Gd Ry Malino | ZST1 | PLN Stock Materials | 000000002240067 | FUSE;380/220V;63A;SQUARE;1 | ZM0224 | BH | NORMAL | 0 | 0 | 0 | 0 | 1001 | HAR-Switchgear&Jaringan
7400 | UIW Sulselrabar | 7428 | PLN UP3 Makassar Selatan | 2570 | Gd Ry Malino | ZST1 | PLN Stock Materials | 000000002240072 | FUSE;380/220V;80A;SQUARE;1 | ZM0224 | BH | NORMAL | 0 | 0 | 0 | 0 | 1001 | HAR-Switchgear&Jaringan
7400 | UIW Sulselrabar | 7428 | PLN UP3 Makassar Selatan | 2570 | Gd Ry Malino | ZST1 | PLN Stock Materials | 000000002240113 | FUSE;380/220V;250A;SQUARE;2 | ZM0224 | BH | PRE-MEMORY | 0 | 0 | 0 | 0 | 1001 | HAR-Switchgear&Jaringan
7400 | UIW Sulselrabar | 7428 | PLN UP3 Makassar Selatan | 2570 | Gd Ry Malino | ZST1 | PLN Stock Materials | 000000002240118 | FUSE;380/220V;63A;SQUARE;2 | ZM0224 | BH | PRE-MEMORY | 0 | 0 | 0 | 0 | 1001 | HAR-Switchgear&Jaringan
7400 | UIW Sulselrabar | 7428 | PLN UP3 Makassar Selatan | 2570 | Gd Ry Malino | ZST1 | PLN Stock Materials | 000000002240118 | FUSE;380/220V;63A;SQUARE;2 | ZM0224 | BH | NORMAL | 7 | 0 | 0 | 0 | 1001 | HAR-Switchgear&Jaringan
7400 | UIW Sulselrabar | 7428 | PLN UP3 Makassar Selatan | 2570 | Gd Ry Malino | ZST1 | PLN Stock Materials | 000000002240119 | FUSE;380/220V;80A;SQUARE;2 | ZM0224 | BH | PRE-MEMORY | 0 | 0 | 0 | 0 | 1001 | HAR-Switchgear&Jaringan
7400 | UIW Sulselrabar | 7428 | PLN UP3 Makassar Selatan | 2570 | Gd Ry Malino | ZST1 | PLN Stock Materials | 000000002240120 | FUSE;380/220V;100A;SQUARE;2 | ZM0224 | BH | NORMAL | 0 | 0 | 0 | 0 | 1001 | HAR-Switchgear&Jaringan
7400 | UIW Sulselrabar | 7428 | PLN UP3 Makassar Selatan | 2570 | Gd Ry Malino | ZST1 | PLN Stock Materials | 000000002240121 | FUSE;380/220V;125A;SQUARE;2 | ZM0224 | BH | PRE-MEMORY | 0 | 0 | 0 | 0 | 1001 | HAR-Switchgear&Jaringan
7400 | UIW Sulselrabar | 7428 | PLN UP3 Makassar Selatan | 2570 | Gd Ry Malino | ZST1 | PLN Stock Materials | 000000002240121 | FUSE;380/220V;125A;SQUARE;2 | ZM0224 | BH | NORMAL | 0 | 0 | 0 | 0 | 1001 | HAR-Switchgear&Jaringan
7400 | UIW Sulselrabar | 7428 | PLN UP3 Makassar Selatan | 2570 | Gd Ry Malino | ZST1 | PLN Stock Materials | 000000002240122 | FUSE;380/220V;160A;SQUARE;2 | ZM0224 | BH | PRE-MEMORY | 0 | 0 | 0 | 0 | 1001 | HAR-Switchgear&Jaringan
7400 | UIW Sulselrabar | 7428 | PLN UP3 Makassar Selatan | 2570 | Gd Ry Malino | ZST1 | PLN Stock Materials | 000000002240122 | FUSE;380/220V;160A;SQUARE;2 | ZM0224 | BH | NORMAL | 0 | 0 | 0 | 0 | 1001 | HAR-Switchgear&Jaringan
7400 | UIW Sulselrabar | 7428 | PLN UP3 Makassar Selatan | 2570 | Gd Ry Malino | ZST1 | PLN Stock Materials | 000000002240123 | FUSE;380/220V;200A;SQUARE;2 | ZM0224 | BH | PRE-MEMORY | 0 | 0 | 0 | 0 | 1001 | HAR-Switchgear&Jaringan
7400 | UIW Sulselrabar | 7428 | PLN UP3 Makassar Selatan | 2570 | Gd Ry Malino | ZST1 | PLN Stock Materials | 000000002240123 | FUSE;380/220V;200A;SQUARE;2 | ZM0224 | BH | NORMAL | 21 | 0 | 0 | 0 | 1001 | HAR-Switchgear&Jaringan
7400 | UIW Sulselrabar | 7428 | PLN UP3 Makassar Selatan | 2570 | Gd Ry Malino | ZST1 | PLN Stock Materials | 000000003030030 | POLE;STEEL;20kV;CIRCL;11m;200daN;; | ZM0303 | BTG | PRE-MEMORY | 0 | 0 | 0 | 0 | 1004 | HAR-Menara&Tiang
7400 | UIW Sulselrabar | 7428 | PLN UP3 Makassar Selatan | 2570 | Gd Ry Malino | ZST1 | PLN Stock Materials | 000000003030030 | POLE;STEEL;20kV;CIRCL;11m;200daN;; | ZM0303 | BTG | NORMAL | 0 | 0 | 0 | 0 | 1004 | HAR-Menara&Tiang
7400 | UIW Sulselrabar | 7428 | PLN UP3 Makassar Selatan | 2570 | Gd Ry Malino | ZST1 | PLN Stock Materials | 000000003040245 | POLE ACC;CR ARM UNP100X50X5X2000mm GALV | ZM0304 | BH | PRE-MEMORY | 0 | 0 | 0 | 0 | 1004 | HAR-Menara&Tiang
7400 | UIW Sulselrabar | 7428 | PLN UP3 Makassar Selatan | 2570 | Gd Ry Malino | ZST1 | PLN Stock Materials | 000000003040324 | POLE ACC;YOKES/STOPING BUCKLE | ZM0304 | BH | NORMAL | 0 | 0 | 0 | 0 | 1004 | HAR-Menara&Tiang
7400 | UIW Sulselrabar | 7428 | PLN UP3 Makassar Selatan | 2570 | Gd Ry Malino | ZST1 | PLN Stock Materials | 000000003050001 | CONDUCTOR;AAAC;150mm2;44kN | ZM0305 | M | PRE-MEMORY | 0 | 0 | 0 | 0 | 1001 | HAR-Switchgear&Jaringan
7400 | UIW Sulselrabar | 7428 | PLN UP3 Makassar Selatan | 2570 | Gd Ry Malino | ZST1 | PLN Stock Materials | 000000003050030 | CONDUCTOR;CU;50mm2;19.28kN | ZM0305 | M | PRE-MEMORY | 0 | 0 | 0 | 0 | 1001 | HAR-Switchgear&Jaringan
7400 | UIW Sulselrabar | 7428 | PLN UP3 Makassar Selatan | 2570 | Gd Ry Malino | ZST1 | PLN Stock Materials | 000000003050081 | CONDUCTOR;AAAC;70mm2; | ZM0305 | M | PRE-MEMORY | 0 | 0 | 0 | 0 | 1001 | HAR-Switchgear&Jaringan
7400 | UIW Sulselrabar | 7428 | PLN UP3 Makassar Selatan | 2570 | Gd Ry Malino | ZST1 | PLN Stock Materials | 000000003050081 | CONDUCTOR;AAAC;70mm2; | ZM0305 | M | NORMAL | 0 | 0 | 0 | 0 | 1001 | HAR-Switchgear&Jaringan
7400 | UIW Sulselrabar | 7428 | PLN UP3 Makassar Selatan | 2570 | Gd Ry Malino | ZST1 | PLN Stock Materials | 000000003050084 | CONDUCTOR;AAAC-S;150mm2; | ZM0305 | M | NORMAL | 0 | 0 | 0 | 0 | 1001 | HAR-Switchgear&Jaringan
7400 | UIW Sulselrabar | 7428 | PLN UP3 Makassar Selatan | 2570 | Gd Ry Malino | ZST1 | PLN Stock Materials | 000000003050088 | CONDUCTOR;AAAC-S;70mm2; | ZM0305 | M | PRE-MEMORY | 0 | 0 | 0 | 0 | 1001 | HAR-Switchgear&Jaringan
7400 | UIW Sulselrabar | 7428 | PLN UP3 Makassar Selatan | 2570 | Gd Ry Malino | ZST1 | PLN Stock Materials | 000000003050088 | CONDUCTOR;AAAC-S;70mm2; | ZM0305 | M | NORMAL | 1230 | 0 | 0 | 0 | 1001 | HAR-Switchgear&Jaringan
7400 | UIW Sulselrabar | 7428 | PLN UP3 Makassar Selatan | 2570 | Gd Ry Malino | ZST1 | PLN Stock Materials | 000000003060027 | COND ACC;JOINT SLEEVE AL 150mm2 COMP | ZM0306 | BH | PRE-MEMORY | 0 | 0 | 0 | 0 | 1001 | HAR-Switchgear&Jaringan
7400 | UIW Sulselrabar | 7428 | PLN UP3 Makassar Selatan | 2570 | Gd Ry Malino | ZST1 | PLN Stock Materials | 000000003060062 | COND ACC;TEKEP ISOLATOR 20KV L150MM2 EXT | ZM0306 | SET | NORMAL | 0 | 0 | 0 | 0 | 1001 | HAR-Switchgear&Jaringan
7400 | UIW Sulselrabar | 7428 | PLN UP3 Makassar Selatan | 2570 | Gd Ry Malino | ZST1 | PLN Stock Materials | 000000003060122 | COND ACC;DEAD END ASSEMBLY | ZM0306 | BH | NORMAL | 31 | 0 | 0 | 0 | 1001 | HAR-Switchgear&Jaringan
7400 | UIW Sulselrabar | 7428 | PLN UP3 Makassar Selatan | 2570 | Gd Ry Malino | ZST1 | PLN Stock Materials | 000000003060128 | COND ACC;NON TENSION JOINT AL 35mm2 | ZM0306 | BH | PRE-MEMORY | 0 | 0 | 0 | 0 | 1001 | HAR-Switchgear&Jaringan
7400 | UIW Sulselrabar | 7428 | PLN UP3 Makassar Selatan | 2570 | Gd Ry Malino | ZST1 | PLN Stock Materials | 000000003060130 | COND ACC;NON TENSION JOINT AL 70mm2 | ZM0306 | BH | PRE-MEMORY | 0 | 0 | 0 | 0 | 1001 | HAR-Switchgear&Jaringan
7400 | UIW Sulselrabar | 7428 | PLN UP3 Makassar Selatan | 2570 | Gd Ry Malino | ZST1 | PLN Stock Materials | 000000003060137 | COND ACC;JOINT SLEEVE AL 70mm2 INSUL | ZM0306 | BH | PRE-MEMORY | 0 | 0 | 0 | 0 | 1001 | HAR-Switchgear&Jaringan
7400 | UIW Sulselrabar | 7428 | PLN UP3 Makassar Selatan | 2570 | Gd Ry Malino | ZST1 | PLN Stock Materials | 000000003060141 | COND ACC;JOINT SLEEVE AL 35mm2 | ZM0306 | BH | NORMAL | 0 | 0 | 0 | 0 | 1001 | HAR-Switchgear&Jaringan
7400 | UIW Sulselrabar | 7428 | PLN UP3 Makassar Selatan | 2570 | Gd Ry Malino | ZST1 | PLN Stock Materials | 000000003060142 | COND ACC;JOINT SLEEVE AL 50mm2 | ZM0306 | BH | NORMAL | 0 | 0 | 0 | 0 | 1001 | HAR-Switchgear&Jaringan
7400 | UIW Sulselrabar | 7428 | PLN UP3 Makassar Selatan | 2570 | Gd Ry Malino | ZST1 | PLN Stock Materials | 000000003060143 | COND ACC;JOINT SLEEVE AL 70mm2 | ZM0306 | BH | NORMAL | 28 | 0 | 0 | 0 | 1001 | HAR-Switchgear&Jaringan
7400 | UIW Sulselrabar | 7428 | PLN UP3 Makassar Selatan | 2570 | Gd Ry Malino | ZST1 | PLN Stock Materials | 000000003060145 | COND ACC;JOINT SLEEVE AL 150mm2 | ZM0306 | BH | NORMAL | 4 | 0 | 0 | 0 | 1001 | HAR-Switchgear&Jaringan
7400 | UIW Sulselrabar | 7428 | PLN UP3 Makassar Selatan | 2570 | Gd Ry Malino | ZST1 | PLN Stock Materials | 000000003060185 | COND ACC;TAP CONNECOR KEDAP AIR 6-25 | ZM0306 | BH | PRE-MEMORY | 0 | 0 | 0 | 0 | 1001 | HAR-Switchgear&Jaringan
7400 | UIW Sulselrabar | 7428 | PLN UP3 Makassar Selatan | 2570 | Gd Ry Malino | ZST1 | PLN Stock Materials | 000000003060185 | COND ACC;TAP CONNECOR KEDAP AIR 6-25 | ZM0306 | BH | NORMAL | 0 | 0 | 0 | 0 | 1001 | HAR-Switchgear&Jaringan
7400 | UIW Sulselrabar | 7428 | PLN UP3 Makassar Selatan | 2570 | Gd Ry Malino | ZST1 | PLN Stock Materials | 000000003060319 | COND ACC;JOINT ALCU 50-70mm2 COMP | ZM0306 | BH | NORMAL | 0 | 0 | 0 | 0 | 1001 | HAR-Switchgear&Jaringan
7400 | UIW Sulselrabar | 7428 | PLN UP3 Makassar Selatan | 2570 | Gd Ry Malino | ZST1 | PLN Stock Materials | 000000003060348 | COND ACC;NON TENSION JOINT ALCU 70mm2 | ZM0306 | BH | NORMAL | 79 | 0 | 0 | 0 | 1001 | HAR-Switchgear&Jaringan
7400 | UIW Sulselrabar | 7428 | PLN UP3 Makassar Selatan | 2570 | Gd Ry Malino | ZST1 | PLN Stock Materials | 000000003060597 | COND ACC;TEKEP ISOLATOR 20KV L70 MM2 | ZM0306 | BH | NORMAL | 0 | 0 | 0 | 0 | 1001 | HAR-Switchgear&Jaringan
7400 | UIW Sulselrabar | 7428 | PLN UP3 Makassar Selatan | 2570 | Gd Ry Malino | ZST1 | PLN Stock Materials | 000000003060598 | COND ACC;TEKEP ISOLATOR 20KV L150 MM2 | ZM0306 | BH | NORMAL | 0 | 0 | 0 | 0 | 1001 | HAR-Switchgear&Jaringan
7400 | UIW Sulselrabar | 7428 | PLN UP3 Makassar Selatan | 2570 | Gd Ry Malino | ZST1 | PLN Stock Materials | 000000003060599 | COND ACC;TEKEP ISOLATOR 20KV B70 MM2 | ZM0306 | BH | NORMAL | 0 | 0 | 0 | 0 | 1001 | HAR-Switchgear&Jaringan
7400 | UIW Sulselrabar | 7428 | PLN UP3 Makassar Selatan | 2570 | Gd Ry Malino | ZST1 | PLN Stock Materials | 000000003060600 | COND ACC;TEKEP ISOLATOR 20KV B150 MM2 | ZM0306 | BH | PRE-MEMORY | 0 | 0 | 0 | 0 | 1001 | HAR-Switchgear&Jaringan
7400 | UIW Sulselrabar | 7428 | PLN UP3 Makassar Selatan | 2570 | Gd Ry Malino | ZST1 | PLN Stock Materials | 000000003060600 | COND ACC;TEKEP ISOLATOR 20KV B150 MM2 | ZM0306 | BH | NORMAL | 0 | 0 | 0 | 0 | 1001 | HAR-Switchgear&Jaringan
7400 | UIW Sulselrabar | 7428 | PLN UP3 Makassar Selatan | 2570 | Gd Ry Malino | ZST1 | PLN Stock Materials | 000000003061426 | COND ACC;TEKEP ISOLATOR 20KV L70MM2 EXT | ZM0306 | U | NORMAL | 0 | 0 | 0 | 0 | 1001 | HAR-Switchgear&Jaringan
7400 | UIW Sulselrabar | 7428 | PLN UP3 Makassar Selatan | 2570 | Gd Ry Malino | ZST1 | PLN Stock Materials | 000000003070151 | ISOLATOR;PINPOST;PORC;24KV;;12.5kN | ZM0307 | BH | PRE-MEMORY | 0 | 0 | 0 | 0 | 1001 | HAR-Switchgear&Jaringan
7400 | UIW Sulselrabar | 7428 | PLN UP3 Makassar Selatan | 2570 | Gd Ry Malino | ZST1 | PLN Stock Materials | 000000003070151 | ISOLATOR;PINPOST;PORC;24KV;;12.5kN | ZM0307 | BH | NORMAL | 0 | 0 | 0 | 0 | 1001 | HAR-Switchgear&Jaringan
7400 | UIW Sulselrabar | 7428 | PLN UP3 Makassar Selatan | 2570 | Gd Ry Malino | ZST1 | PLN Stock Materials | 000000003070152 | ISOLATOR;LINEPOST;POLYMER;24KV;;12.5kN | ZM0307 | BH | NORMAL | 9 | 0 | 0 | 0 | 1001 | HAR-Switchgear&Jaringan
7400 | UIW Sulselrabar | 7428 | PLN UP3 Makassar Selatan | 2570 | Gd Ry Malino | ZST1 | PLN Stock Materials | 000000003070154 | ISOLATOR;SUSP;POLYMER;24KV;;70kN | ZM0307 | BH | NORMAL | 12 | 0 | 0 | 0 | 1001 | HAR-Switchgear&Jaringan
7400 | UIW Sulselrabar | 7428 | PLN UP3 Makassar Selatan | 2570 | Gd Ry Malino | ZST1 | PLN Stock Materials | 000000003070155 | ISOLATOR;SUSP;PORC;24KV;;70kN | ZM0307 | SET | PRE-MEMORY | 0 | 0 | 0 | 0 | 1001 | HAR-Switchgear&Jaringan
7400 | UIW Sulselrabar | 7428 | PLN UP3 Makassar Selatan | 2570 | Gd Ry Malino | ZST1 | PLN Stock Materials | 000000003100061 | STRINGSET ACC;STRAIN CLAMP 150-240 mm2 | ZM0310 | BH | PRE-MEMORY | 0 | 0 | 0 | 0 | 1001 | HAR-Switchgear&Jaringan
7400 | UIW Sulselrabar | 7428 | PLN UP3 Makassar Selatan | 2570 | Gd Ry Malino | ZST1 | PLN Stock Materials | 000000003100063 | STRINGSET ACC;STRAIN CLAMP 70-150 mm2 | ZM0310 | BH | NORMAL | 4 | 0 | 0 | 0 | 1001 | HAR-Switchgear&Jaringan
7400 | UIW Sulselrabar | 7428 | PLN UP3 Makassar Selatan | 2570 | Gd Ry Malino | ZST1 | PLN Stock Materials | 000000003110025 | CABLE PWR;NFA2X;2X10mm2;0.6/1kV;OH | ZM0311 | M | PRE-MEMORY | 0 | 0 | 0 | 0 | 1001 | HAR-Switchgear&Jaringan
7400 | UIW Sulselrabar | 7428 | PLN UP3 Makassar Selatan | 2570 | Gd Ry Malino | ZST1 | PLN Stock Materials | 000000003110025 | CABLE PWR;NFA2X;2X10mm2;0.6/1kV;OH | ZM0311 | M | NORMAL | 3151 | 0 | 0 | 0 | 1001 | HAR-Switchgear&Jaringan
7400 | UIW Sulselrabar | 7428 | PLN UP3 Makassar Selatan | 2570 | Gd Ry Malino | ZST1 | PLN Stock Materials | 000000003110026 | CABLE PWR;NFA2X;2X16mm2;0.6/1kV;OH | ZM0311 | M | NORMAL | 0 | 0 | 0 | 0 | 1001 | HAR-Switchgear&Jaringan
7400 | UIW Sulselrabar | 7428 | PLN UP3 Makassar Selatan | 2570 | Gd Ry Malino | ZST1 | PLN Stock Materials | 000000003110029 | CABLE PWR;NFA2X;4X16mm2;0.6/1kV;OH | ZM0311 | M | NORMAL | 0 | 0 | 0 | 0 | 1001 | HAR-Switchgear&Jaringan
7400 | UIW Sulselrabar | 7428 | PLN UP3 Makassar Selatan | 2570 | Gd Ry Malino | ZST1 | PLN Stock Materials | 000000003110038 | CABLE PWR;NFA2X-T;3X35+1X25;0.6/1kV;OH | ZM0311 | M | PRE-MEMORY | 0 | 0 | 0 | 0 | 1001 | HAR-Switchgear&Jaringan
7400 | UIW Sulselrabar | 7428 | PLN UP3 Makassar Selatan | 2570 | Gd Ry Malino | ZST1 | PLN Stock Materials | 000000003110038 | CABLE PWR;NFA2X-T;3X35+1X25;0.6/1kV;OH | ZM0311 | M | NORMAL | 0 | 0 | 0 | 0 | 1001 | HAR-Switchgear&Jaringan
7400 | UIW Sulselrabar | 7428 | PLN UP3 Makassar Selatan | 2570 | Gd Ry Malino | ZST1 | PLN Stock Materials | 000000003110039 | CABLE PWR;NFA2X-T;3X35+1X35;0.6/1kV;OH | ZM0311 | M | NORMAL | 2000 | 0 | 0 | 0 | 1001 | HAR-Switchgear&Jaringan
7400 | UIW Sulselrabar | 7428 | PLN UP3 Makassar Selatan | 2570 | Gd Ry Malino | ZST1 | PLN Stock Materials | 000000003110041 | CABLE PWR;NFA2X-T;3X70+1X50;0.6/1kV;OH | ZM0311 | M | NORMAL | 0 | 0 | 0 | 0 | 1001 | HAR-Switchgear&Jaringan
7400 | UIW Sulselrabar | 7428 | PLN UP3 Makassar Selatan | 2570 | Gd Ry Malino | ZST1 | PLN Stock Materials | 000000003110064 | CABLE PWR;NYY;1X70mm2;0.6/1kV;OH | ZM0311 | M | NORMAL | 0 | 0 | 0 | 0 | 1001 | HAR-Switchgear&Jaringan
7400 | UIW Sulselrabar | 7428 | PLN UP3 Makassar Selatan | 2570 | Gd Ry Malino | ZST1 | PLN Stock Materials | 000000003110514 | CABLE PWR;NYY;1X70mm2;0.6/1kV;Opstig | ZM0311 | M | NORMAL | 30 | 0 | 0 | 0 | 1001 | HAR-Switchgear&Jaringan
7400 | UIW Sulselrabar | 7428 | PLN UP3 Makassar Selatan | 2570 | Gd Ry Malino | ZST1 | PLN Stock Materials | 000000003110542 | CABLE PWR;NFA2X-T;3X70+1X70;0.6/1kV;OH | ZM0311 | M | NORMAL | 0 | 0 | 0 | 0 | 1001 | HAR-Switchgear&Jaringan
7400 | UIW Sulselrabar | 7428 | PLN UP3 Makassar Selatan | 2570 | Gd Ry Malino | ZST1 | PLN Stock Materials | 000000003120017 | CABLE PWR ACC;CABLE SHOE CU 50mm2 | ZM0312 | BH | PRE-MEMORY | 0 | 0 | 0 | 0 | 1001 | HAR-Switchgear&Jaringan
7400 | UIW Sulselrabar | 7428 | PLN UP3 Makassar Selatan | 2570 | Gd Ry Malino | ZST1 | PLN Stock Materials | 000000003120017 | CABLE PWR ACC;CABLE SHOE CU 50mm2 | ZM0312 | BH | NORMAL | 0 | 0 | 0 | 0 | 1001 | HAR-Switchgear&Jaringan
7400 | UIW Sulselrabar | 7428 | PLN UP3 Makassar Selatan | 2570 | Gd Ry Malino | ZST1 | PLN Stock Materials | 000000003120018 | CABLE PWR ACC;CABLE SHOE CU 95mm2 | ZM0312 | BH | NORMAL | 0 | 0 | 0 | 0 | 1001 | HAR-Switchgear&Jaringan
7400 | UIW Sulselrabar | 7428 | PLN UP3 Makassar Selatan | 2570 | Gd Ry Malino | ZST1 | PLN Stock Materials | 000000003120037 | CABLE PWR ACC;DEAD END ASSY FIXED 50mm | ZM0312 | SET | NORMAL | 0 | 0 | 0 | 0 | 1001 | HAR-Switchgear&Jaringan
7400 | UIW Sulselrabar | 7428 | PLN UP3 Makassar Selatan | 2570 | Gd Ry Malino | ZST1 | PLN Stock Materials | 000000003120058 | CABLE PWR ACC;LARGE ANGLE ASSY 70mm | ZM0312 | SET | PRE-MEMORY | 0 | 0 | 0 | 0 | 1001 | HAR-Switchgear&Jaringan
7400 | UIW Sulselrabar | 7428 | PLN UP3 Makassar Selatan | 2570 | Gd Ry Malino | ZST1 | PLN Stock Materials | 000000003120058 | CABLE PWR ACC;LARGE ANGLE ASSY 70mm | ZM0312 | SET | NORMAL | 0 | 0 | 0 | 0 | 1001 | HAR-Switchgear&Jaringan
7400 | UIW Sulselrabar | 7428 | PLN UP3 Makassar Selatan | 2570 | Gd Ry Malino | ZST1 | PLN Stock Materials | 000000003120060 | CABLE PWR ACC;LINK 25X25mm | ZM0312 | BH | NORMAL | 0 | 0 | 0 | 0 | 1001 | HAR-Switchgear&Jaringan
7400 | UIW Sulselrabar | 7428 | PLN UP3 Makassar Selatan | 2570 | Gd Ry Malino | ZST1 | PLN Stock Materials | 000000003120092 | CABLE PWR ACC;SUSPENSION ASSY 70mm | ZM0312 | SET | PRE-MEMORY | 0 | 0 | 0 | 0 | 1001 | HAR-Switchgear&Jaringan
7400 | UIW Sulselrabar | 7428 | PLN UP3 Makassar Selatan | 2570 | Gd Ry Malino | ZST1 | PLN Stock Materials | 000000003120092 | CABLE PWR ACC;SUSPENSION ASSY 70mm | ZM0312 | SET | NORMAL | 0 | 0 | 0 | 0 | 1001 | HAR-Switchgear&Jaringan
7400 | UIW Sulselrabar | 7428 | PLN UP3 Makassar Selatan | 2570 | Gd Ry Malino | ZST1 | PLN Stock Materials | 000000003120113 | CABLE PWR ACC;CABLE SHOE AL-CU 50mm2 | ZM0312 | BH | PRE-MEMORY | 0 | 0 | 0 | 0 | 1001 | HAR-Switchgear&Jaringan
7400 | UIW Sulselrabar | 7428 | PLN UP3 Makassar Selatan | 2570 | Gd Ry Malino | ZST1 | PLN Stock Materials | 000000003120114 | CABLE PWR ACC;CABLE SHOE CU 70mm2 | ZM0312 | BH | PRE-MEMORY | 0 | 0 | 0 | 0 | 1001 | HAR-Switchgear&Jaringan
7400 | UIW Sulselrabar | 7428 | PLN UP3 Makassar Selatan | 2570 | Gd Ry Malino | ZST1 | PLN Stock Materials | 000000003120114 | CABLE PWR ACC;CABLE SHOE CU 70mm2 | ZM0312 | BH | NORMAL | 0 | 0 | 0 | 0 | 1001 | HAR-Switchgear&Jaringan
7400 | UIW Sulselrabar | 7428 | PLN UP3 Makassar Selatan | 2570 | Gd Ry Malino | ZST1 | PLN Stock Materials | 000000003120118 | CABLE PWR ACC;CABLE SHOE AL-CU 150mm2 | ZM0312 | BH | PRE-MEMORY | 0 | 0 | 0 | 0 | 1001 | HAR-Switchgear&Jaringan
7400 | UIW Sulselrabar | 7428 | PLN UP3 Makassar Selatan | 2570 | Gd Ry Malino | ZST1 | PLN Stock Materials | 000000003120154 | CABLE PWR ACC;CABLE SHOE AL-CU 1H 35mm2 | ZM0312 | BH | NORMAL | 26 | 0 | 0 | 0 | 1001 | HAR-Switchgear&Jaringan
7400 | UIW Sulselrabar | 7428 | PLN UP3 Makassar Selatan | 2570 | Gd Ry Malino | ZST1 | PLN Stock Materials | 000000003120155 | CABLE PWR ACC;CABLE SHOE AL-CU 1H 50mm2 | ZM0312 | BH | NORMAL | 40 | 0 | 0 | 0 | 1001 | HAR-Switchgear&Jaringan
7400 | UIW Sulselrabar | 7428 | PLN UP3 Makassar Selatan | 2570 | Gd Ry Malino | ZST1 | PLN Stock Materials | 000000003120156 | CABLE PWR ACC;CABLE SHOE AL-CU 1H 70mm2 | ZM0312 | BH | PRE-MEMORY | 0 | 0 | 0 | 0 | 1001 | HAR-Switchgear&Jaringan
7400 | UIW Sulselrabar | 7428 | PLN UP3 Makassar Selatan | 2570 | Gd Ry Malino | ZST1 | PLN Stock Materials | 000000003120156 | CABLE PWR ACC;CABLE SHOE AL-CU 1H 70mm2 | ZM0312 | BH | NORMAL | 12 | 0 | 0 | 0 | 1001 | HAR-Switchgear&Jaringan
7400 | UIW Sulselrabar | 7428 | PLN UP3 Makassar Selatan | 2570 | Gd Ry Malino | ZST1 | PLN Stock Materials | 000000003120159 | CABLE PWR ACC;CABLE SHOE AL-CU 1H 150mm2 | ZM0312 | BH | NORMAL | 13 | 0 | 0 | 0 | 1001 | HAR-Switchgear&Jaringan
7400 | UIW Sulselrabar | 7428 | PLN UP3 Makassar Selatan | 2570 | Gd Ry Malino | ZST1 | PLN Stock Materials | 000000003120161 | CABLE PWR ACC;CABLE SHOE AL-CU 1H 240mm2 | ZM0312 | BH | NORMAL | 0 | 0 | 0 | 0 | 1001 | HAR-Switchgear&Jaringan
7400 | UIW Sulselrabar | 7428 | PLN UP3 Makassar Selatan | 2570 | Gd Ry Malino | ZST1 | PLN Stock Materials | 000000003120227 | CABLE PWR ACC;CABLE SHOE CU ID 1H 50mm2 | ZM0312 | BH | NORMAL | 0 | 0 | 0 | 0 | 1001 | HAR-Switchgear&Jaringan
7400 | UIW Sulselrabar | 7428 | PLN UP3 Makassar Selatan | 2570 | Gd Ry Malino | ZST1 | PLN Stock Materials | 000000003120244 | CABLE PWR ACC;CABLE SHOE CU OD 1H 150mm2 | ZM0312 | BH | PRE-MEMORY | 0 | 0 | 0 | 0 | 1001 | HAR-Switchgear&Jaringan
7400 | UIW Sulselrabar | 7428 | PLN UP3 Makassar Selatan | 2570 | Gd Ry Malino | ZST1 | PLN Stock Materials | 000000003120299 | CABLE PWR ACC;SEAL END;20KV;3x150mm2;ID | ZM0312 | BH | NORMAL | 0 | 0 | 0 | 0 | 1001 | HAR-Switchgear&Jaringan
7400 | UIW Sulselrabar | 7428 | PLN UP3 Makassar Selatan | 2570 | Gd Ry Malino | ZST1 | PLN Stock Materials | 000000003120314 | CABLE PWR ACC;SERVICE WC 6-25/6-25mm2 | ZM0312 | BH | PRE-MEMORY | 0 | 0 | 0 | 0 | 1001 | HAR-Switchgear&Jaringan
7400 | UIW Sulselrabar | 7428 | PLN UP3 Makassar Selatan | 2570 | Gd Ry Malino | ZST1 | PLN Stock Materials | 000000003120314 | CABLE PWR ACC;SERVICE WC 6-25/6-25mm2 | ZM0312 | BH | NORMAL | 0 | 0 | 0 | 0 | 1001 | HAR-Switchgear&Jaringan
7400 | UIW Sulselrabar | 7428 | PLN UP3 Makassar Selatan | 2570 | Gd Ry Malino | ZST1 | PLN Stock Materials | 000000003120348 | CABLE PWR ACC;HEATSHRINK 70mm | ZM0312 | BH | NORMAL | 0 | 0 | 0 | 0 | 1001 | HAR-Switchgear&Jaringan
7400 | UIW Sulselrabar | 7428 | PLN UP3 Makassar Selatan | 2570 | Gd Ry Malino | ZST1 | PLN Stock Materials | 000000003120428 | CABLE PWR ACC;DEAD END ASSY FIXED50-70mm | ZM0312 | SET | NORMAL | 0 | 0 | 0 | 0 | 1001 | HAR-Switchgear&Jaringan
7400 | UIW Sulselrabar | 7428 | PLN UP3 Makassar Selatan | 2570 | Gd Ry Malino | ZST1 | PLN Stock Materials | 000000003120486 | CABLE PWR ACC;SUSPENSION ASSY 25-70mm | ZM0312 | BH | NORMAL | 30 | 0 | 0 | 0 | 1001 | HAR-Switchgear&Jaringan
7400 | UIW Sulselrabar | 7428 | PLN UP3 Makassar Selatan | 2570 | Gd Ry Malino | ZST1 | PLN Stock Materials | 000000003190002 | CUT OUT;20kV;6-100A;10kA;125kV | ZM0319 | BH | NORMAL | 5 | 0 | 0 | 0 | 1001 | HAR-Switchgear&Jaringan
7400 | UIW Sulselrabar | 7428 | PLN UP3 Makassar Selatan | 2570 | Gd Ry Malino | ZST1 | PLN Stock Materials | 000000003190018 | CUT OUT;24kV;6-100A;12kA;POLYMER-125kV | ZM0319 | BH | PRE-MEMORY | 0 | 0 | 0 | 0 | 1001 | HAR-Switchgear&Jaringan
7400 | UIW Sulselrabar | 7428 | PLN UP3 Makassar Selatan | 2570 | Gd Ry Malino | ZST1 | PLN Stock Materials | 000000003190018 | CUT OUT;24kV;6-100A;12kA;POLYMER-125kV | ZM0319 | BH | NORMAL | 0 | 0 | 0 | 0 | 1001 | HAR-Switchgear&Jaringan
7400 | UIW Sulselrabar | 7428 | PLN UP3 Makassar Selatan | 2570 | Gd Ry Malino | ZST1 | PLN Stock Materials | 000000003190028 | CUT OUT;24KV;100A;12.5KA;POLYMER | ZM0319 | BH | NORMAL | 0 | 0 | 0 | 0 | 1001 | HAR-Switchgear&Jaringan
7400 | UIW Sulselrabar | 7428 | PLN UP3 Makassar Selatan | 2570 | Gd Ry Malino | ZST1 | PLN Stock Materials | 000000003200002 | CUT OUT ACC;FUSE LINK 20kV 10A | ZM0320 | BH | PRE-MEMORY | 0 | 0 | 0 | 0 | 1001 | HAR-Switchgear&Jaringan
7400 | UIW Sulselrabar | 7428 | PLN UP3 Makassar Selatan | 2570 | Gd Ry Malino | ZST1 | PLN Stock Materials | 000000003200002 | CUT OUT ACC;FUSE LINK 20kV 10A | ZM0320 | BH | NORMAL | 120 | 0 | 0 | 0 | 1001 | HAR-Switchgear&Jaringan
7400 | UIW Sulselrabar | 7428 | PLN UP3 Makassar Selatan | 2570 | Gd Ry Malino | ZST1 | PLN Stock Materials | 000000003200004 | CUT OUT ACC;FUSE LINK 20kV 15A | ZM0320 | BH | NORMAL | 60 | 0 | 0 | 0 | 1001 | HAR-Switchgear&Jaringan
7400 | UIW Sulselrabar | 7428 | PLN UP3 Makassar Selatan | 2570 | Gd Ry Malino | ZST1 | PLN Stock Materials | 000000003200005 | CUT OUT ACC;FUSE LINK 20kV 20A | ZM0320 | BH | NORMAL | 0 | 0 | 0 | 0 | 1001 | HAR-Switchgear&Jaringan
7400 | UIW Sulselrabar | 7428 | PLN UP3 Makassar Selatan | 2570 | Gd Ry Malino | ZST1 | PLN Stock Materials | 000000003200007 | CUT OUT ACC;FUSE LINK 20kV 25A | ZM0320 | BH | NORMAL | 0 | 0 | 0 | 0 | 1001 | HAR-Switchgear&Jaringan
7400 | UIW Sulselrabar | 7428 | PLN UP3 Makassar Selatan | 2570 | Gd Ry Malino | ZST1 | PLN Stock Materials | 000000003200008 | CUT OUT ACC;FUSE LINK 20kV 2A | ZM0320 | BH | NORMAL | 0 | 0 | 0 | 0 | 1001 | HAR-Switchgear&Jaringan
7400 | UIW Sulselrabar | 7428 | PLN UP3 Makassar Selatan | 2570 | Gd Ry Malino | ZST1 | PLN Stock Materials | 000000003200009 | CUT OUT ACC;FUSE LINK 20kV 30A | ZM0320 | BH | NORMAL | 20 | 0 | 0 | 0 | 1001 | HAR-Switchgear&Jaringan
7400 | UIW Sulselrabar | 7428 | PLN UP3 Makassar Selatan | 2570 | Gd Ry Malino | ZST1 | PLN Stock Materials | 000000003200010 | CUT OUT ACC;FUSE LINK 20kV 3A | ZM0320 | BH | NORMAL | 60 | 0 | 0 | 0 | 1001 | HAR-Switchgear&Jaringan
7400 | UIW Sulselrabar | 7428 | PLN UP3 Makassar Selatan | 2570 | Gd Ry Malino | ZST1 | PLN Stock Materials | 000000003200015 | CUT OUT ACC;FUSE LINK 20kV 6A | ZM0320 | BH | PRE-MEMORY | 0 | 0 | 0 | 0 | 1001 | HAR-Switchgear&Jaringan
7400 | UIW Sulselrabar | 7428 | PLN UP3 Makassar Selatan | 2570 | Gd Ry Malino | ZST1 | PLN Stock Materials | 000000003200015 | CUT OUT ACC;FUSE LINK 20kV 6A | ZM0320 | BH | NORMAL | 120 | 0 | 0 | 0 | 1001 | HAR-Switchgear&Jaringan
7400 | UIW Sulselrabar | 7428 | PLN UP3 Makassar Selatan | 2570 | Gd Ry Malino | ZST1 | PLN Stock Materials | 000000003200017 | CUT OUT ACC;FUSE LINK 20kV 8A | ZM0320 | BH | PRE-MEMORY | 0 | 0 | 0 | 0 | 1001 | HAR-Switchgear&Jaringan
7400 | UIW Sulselrabar | 7428 | PLN UP3 Makassar Selatan | 2570 | Gd Ry Malino | ZST1 | PLN Stock Materials | 000000003200017 | CUT OUT ACC;FUSE LINK 20kV 8A | ZM0320 | BH | NORMAL | 115 | 0 | 0 | 0 | 1001 | HAR-Switchgear&Jaringan
7400 | UIW Sulselrabar | 7428 | PLN UP3 Makassar Selatan | 2570 | Gd Ry Malino | ZST1 | PLN Stock Materials | 000000003200018 | CUT OUT ACC;FUSE LINK 20kV 5A | ZM0320 | BH | PRE-MEMORY | 0 | 0 | 0 | 0 | 1001 | HAR-Switchgear&Jaringan
7400 | UIW Sulselrabar | 7428 | PLN UP3 Makassar Selatan | 2570 | Gd Ry Malino | ZST1 | PLN Stock Materials | 000000003200018 | CUT OUT ACC;FUSE LINK 20kV 5A | ZM0320 | BH | NORMAL | 0 | 0 | 0 | 0 | 1001 | HAR-Switchgear&Jaringan
7400 | UIW Sulselrabar | 7428 | PLN UP3 Makassar Selatan | 2570 | Gd Ry Malino | ZST1 | PLN Stock Materials | 000000003250023 | MCB;380/440V;3P;160A;50Hz;MCCB | ZM0325 | BH | NORMAL | 0 | 0 | 0 | 0 | 1003 | HAR-Alat Ukur
7400 | UIW Sulselrabar | 7428 | PLN UP3 Makassar Selatan | 2570 | Gd Ry Malino | ZST1 | PLN Stock Materials | 000000003250026 | MCB;380/440V;3P;300A;50Hz;MCCB | ZM0325 | BH | NORMAL | 0 | 0 | 0 | 0 | 1003 | HAR-Alat Ukur
7400 | UIW Sulselrabar | 7428 | PLN UP3 Makassar Selatan | 2570 | Gd Ry Malino | ZST1 | PLN Stock Materials | 000000003250029 | MCB;380/440V;3P;50A;50Hz; | ZM0325 | BH | NORMAL | 0 | 0 | 0 | 0 | 1003 | HAR-Alat Ukur
7400 | UIW Sulselrabar | 7428 | PLN UP3 Makassar Selatan | 2570 | Gd Ry Malino | ZST1 | PLN Stock Materials | 000000003250046 | MCB;230/400V;1P;2A;50Hz; | ZM0325 | BH | PRE-MEMORY | 0 | 0 | 0 | 0 | 1003 | HAR-Alat Ukur
7400 | UIW Sulselrabar | 7428 | PLN UP3 Makassar Selatan | 2570 | Gd Ry Malino | ZST1 | PLN Stock Materials | 000000003250046 | MCB;230/400V;1P;2A;50Hz; | ZM0325 | BH | NORMAL | 25 | 0 | 0 | 0 | 1003 | HAR-Alat Ukur
7400 | UIW Sulselrabar | 7428 | PLN UP3 Makassar Selatan | 2570 | Gd Ry Malino | ZST1 | PLN Stock Materials | 000000003250048 | MCB;230/400V;1P;4A;50Hz; | ZM0325 | BH | PRE-MEMORY | 0 | 0 | 0 | 0 | 1003 | HAR-Alat Ukur
7400 | UIW Sulselrabar | 7428 | PLN UP3 Makassar Selatan | 2570 | Gd Ry Malino | ZST1 | PLN Stock Materials | 000000003250048 | MCB;230/400V;1P;4A;50Hz; | ZM0325 | BH | NORMAL | 183 | 0 | 0 | 0 | 1003 | HAR-Alat Ukur
7400 | UIW Sulselrabar | 7428 | PLN UP3 Makassar Selatan | 2570 | Gd Ry Malino | ZST1 | PLN Stock Materials | 000000003250050 | MCB;230/400V;1P;6A;50Hz; | ZM0325 | BH | PRE-MEMORY | 0 | 0 | 0 | 0 | 1003 | HAR-Alat Ukur
7400 | UIW Sulselrabar | 7428 | PLN UP3 Makassar Selatan | 2570 | Gd Ry Malino | ZST1 | PLN Stock Materials | 000000003250050 | MCB;230/400V;1P;6A;50Hz; | ZM0325 | BH | NORMAL | 182 | 0 | 0 | 0 | 1003 | HAR-Alat Ukur
7400 | UIW Sulselrabar | 7428 | PLN UP3 Makassar Selatan | 2570 | Gd Ry Malino | ZST1 | PLN Stock Materials | 000000003250052 | MCB;230/400V;1P;10A;50Hz; | ZM0325 | BH | PRE-MEMORY | 0 | 0 | 0 | 0 | 1003 | HAR-Alat Ukur
7400 | UIW Sulselrabar | 7428 | PLN UP3 Makassar Selatan | 2570 | Gd Ry Malino | ZST1 | PLN Stock Materials | 000000003250052 | MCB;230/400V;1P;10A;50Hz; | ZM0325 | BH | NORMAL | 48 | 0 | 0 | 0 | 1003 | HAR-Alat Ukur
7400 | UIW Sulselrabar | 7428 | PLN UP3 Makassar Selatan | 2570 | Gd Ry Malino | ZST1 | PLN Stock Materials | 000000003250054 | MCB;230/400V;1P;16A;50Hz; | ZM0325 | BH | PRE-MEMORY | 0 | 0 | 0 | 0 | 1003 | HAR-Alat Ukur
7400 | UIW Sulselrabar | 7428 | PLN UP3 Makassar Selatan | 2570 | Gd Ry Malino | ZST1 | PLN Stock Materials | 000000003250054 | MCB;230/400V;1P;16A;50Hz; | ZM0325 | BH | NORMAL | 138 | 0 | 0 | 0 | 1003 | HAR-Alat Ukur
7400 | UIW Sulselrabar | 7428 | PLN UP3 Makassar Selatan | 2570 | Gd Ry Malino | ZST1 | PLN Stock Materials | 000000003250056 | MCB;230/400V;1P;20A;50Hz; | ZM0325 | BH | PRE-MEMORY | 0 | 0 | 0 | 0 | 1003 | HAR-Alat Ukur
7400 | UIW Sulselrabar | 7428 | PLN UP3 Makassar Selatan | 2570 | Gd Ry Malino | ZST1 | PLN Stock Materials | 000000003250056 | MCB;230/400V;1P;20A;50Hz; | ZM0325 | BH | NORMAL | 9 | 0 | 0 | 0 | 1003 | HAR-Alat Ukur
7400 | UIW Sulselrabar | 7428 | PLN UP3 Makassar Selatan | 2570 | Gd Ry Malino | ZST1 | PLN Stock Materials | 000000003250058 | MCB;230/400V;1P;25A;50Hz; | ZM0325 | BH | PRE-MEMORY | 0 | 0 | 0 | 0 | 1003 | HAR-Alat Ukur
7400 | UIW Sulselrabar | 7428 | PLN UP3 Makassar Selatan | 2570 | Gd Ry Malino | ZST1 | PLN Stock Materials | 000000003250058 | MCB;230/400V;1P;25A;50Hz; | ZM0325 | BH | NORMAL | 41 | 0 | 0 | 0 | 1003 | HAR-Alat Ukur
7400 | UIW Sulselrabar | 7428 | PLN UP3 Makassar Selatan | 2570 | Gd Ry Malino | ZST1 | PLN Stock Materials | 000000003250059 | MCB;230/400V;1P;35A;50Hz; | ZM0325 | BH | PRE-MEMORY | 0 | 0 | 0 | 0 | 1003 | HAR-Alat Ukur
7400 | UIW Sulselrabar | 7428 | PLN UP3 Makassar Selatan | 2570 | Gd Ry Malino | ZST1 | PLN Stock Materials | 000000003250059 | MCB;230/400V;1P;35A;50Hz; | ZM0325 | BH | NORMAL | 23 | 0 | 0 | 0 | 1003 | HAR-Alat Ukur
7400 | UIW Sulselrabar | 7428 | PLN UP3 Makassar Selatan | 2570 | Gd Ry Malino | ZST1 | PLN Stock Materials | 000000003250060 | MCB;230/400V;1P;50A;50Hz; | ZM0325 | BH | PRE-MEMORY | 0 | 0 | 0 | 0 | 1003 | HAR-Alat Ukur
7400 | UIW Sulselrabar | 7428 | PLN UP3 Makassar Selatan | 2570 | Gd Ry Malino | ZST1 | PLN Stock Materials | 000000003250060 | MCB;230/400V;1P;50A;50Hz; | ZM0325 | BH | NORMAL | 0 | 0 | 0 | 0 | 1003 | HAR-Alat Ukur
7400 | UIW Sulselrabar | 7428 | PLN UP3 Makassar Selatan | 2570 | Gd Ry Malino | ZST1 | PLN Stock Materials | 000000003250063 | MCB;380/440V;3P;100A;50HZ;MCCB | ZM0325 | BH | NORMAL | 2 | 0 | 0 | 0 | 1003 | HAR-Alat Ukur
7400 | UIW Sulselrabar | 7428 | PLN UP3 Makassar Selatan | 2570 | Gd Ry Malino | ZST1 | PLN Stock Materials | 000000003250097 | MCB;230/400V;3P;10A;50Hz; | ZM0325 | BH | PRE-MEMORY | 0 | 0 | 0 | 0 | 1003 | HAR-Alat Ukur
7400 | UIW Sulselrabar | 7428 | PLN UP3 Makassar Selatan | 2570 | Gd Ry Malino | ZST1 | PLN Stock Materials | 000000003250097 | MCB;230/400V;3P;10A;50Hz; | ZM0325 | BH | NORMAL | 5 | 0 | 0 | 0 | 1003 | HAR-Alat Ukur
7400 | UIW Sulselrabar | 7428 | PLN UP3 Makassar Selatan | 2570 | Gd Ry Malino | ZST1 | PLN Stock Materials | 000000003250099 | MCB;230/400V;3P;16A;50Hz; | ZM0325 | BH | PRE-MEMORY | 0 | 0 | 0 | 0 | 1003 | HAR-Alat Ukur
7400 | UIW Sulselrabar | 7428 | PLN UP3 Makassar Selatan | 2570 | Gd Ry Malino | ZST1 | PLN Stock Materials | 000000003250099 | MCB;230/400V;3P;16A;50Hz; | ZM0325 | BH | NORMAL | 4 | 0 | 0 | 0 | 1003 | HAR-Alat Ukur
7400 | UIW Sulselrabar | 7428 | PLN UP3 Makassar Selatan | 2570 | Gd Ry Malino | ZST1 | PLN Stock Materials | 000000003250100 | MCB;230/400V;3P;20A;50Hz; | ZM0325 | BH | PRE-MEMORY | 0 | 0 | 0 | 0 | 1003 | HAR-Alat Ukur
7400 | UIW Sulselrabar | 7428 | PLN UP3 Makassar Selatan | 2570 | Gd Ry Malino | ZST1 | PLN Stock Materials | 000000003250100 | MCB;230/400V;3P;20A;50Hz; | ZM0325 | BH | NORMAL | 9 | 0 | 0 | 0 | 1003 | HAR-Alat Ukur
7400 | UIW Sulselrabar | 7428 | PLN UP3 Makassar Selatan | 2570 | Gd Ry Malino | ZST1 | PLN Stock Materials | 000000003250102 | MCB;230/400V;3P;25A;50Hz; | ZM0325 | BH | PRE-MEMORY | 0 | 0 | 0 | 0 | 1003 | HAR-Alat Ukur
7400 | UIW Sulselrabar | 7428 | PLN UP3 Makassar Selatan | 2570 | Gd Ry Malino | ZST1 | PLN Stock Materials | 000000003250102 | MCB;230/400V;3P;25A;50Hz; | ZM0325 | BH | NORMAL | 8 | 0 | 0 | 0 | 1003 | HAR-Alat Ukur
7400 | UIW Sulselrabar | 7428 | PLN UP3 Makassar Selatan | 2570 | Gd Ry Malino | ZST1 | PLN Stock Materials | 000000003250103 | MCB;230/400V;3P;35A;50Hz; | ZM0325 | BH | PRE-MEMORY | 0 | 0 | 0 | 0 | 1003 | HAR-Alat Ukur
7400 | UIW Sulselrabar | 7428 | PLN UP3 Makassar Selatan | 2570 | Gd Ry Malino | ZST1 | PLN Stock Materials | 000000003250103 | MCB;230/400V;3P;35A;50Hz; | ZM0325 | BH | NORMAL | 5 | 0 | 0 | 0 | 1003 | HAR-Alat Ukur
7400 | UIW Sulselrabar | 7428 | PLN UP3 Makassar Selatan | 2570 | Gd Ry Malino | ZST1 | PLN Stock Materials | 000000003250104 | MCB;230/400V;3P;50A;50Hz; | ZM0325 | BH | NORMAL | 1 | 0 | 0 | 0 | 1003 | HAR-Alat Ukur
7400 | UIW Sulselrabar | 7428 | PLN UP3 Makassar Selatan | 2570 | Gd Ry Malino | ZST1 | PLN Stock Materials | 000000003260027 | LVSB;DIST;3P;380V;250A;2LINE;OD | ZM0326 | U | NORMAL | 0 | 0 | 0 | 0 | 1001 | HAR-Switchgear&Jaringan
7400 | UIW Sulselrabar | 7428 | PLN UP3 Makassar Selatan | 2570 | Gd Ry Malino | ZST1 | PLN Stock Materials | 000000003260161 | LVSB;DIST;3P;400V;250A;2LINE;OD | ZM0326 | SET | NORMAL | 1 | 0 | 0 | 0 | 1001 | HAR-Switchgear&Jaringan
7400 | UIW Sulselrabar | 7428 | PLN UP3 Makassar Selatan | 2570 | Gd Ry Malino | ZST1 | PLN Stock Materials | 000000003270029 | LVSB ACC;FUSE HOLDER 400A | ZM0327 | BH | PRE-MEMORY | 0 | 0 | 0 | 0 | 1001 | HAR-Switchgear&Jaringan
7400 | UIW Sulselrabar | 7428 | PLN UP3 Makassar Selatan | 2570 | Gd Ry Malino | ZST1 | PLN Stock Materials | 000000003270029 | LVSB ACC;FUSE HOLDER 400A | ZM0327 | BH | NORMAL | 0 | 0 | 0 | 0 | 1001 | HAR-Switchgear&Jaringan
7400 | UIW Sulselrabar | 7428 | PLN UP3 Makassar Selatan | 2570 | Gd Ry Malino | ZST1 | PLN Stock Materials | 000000003270063 | LVSB ACC;FUSE HOLDER 250A | ZM0327 | BH | PRE-MEMORY | 0 | 0 | 0 | 0 | 1001 | HAR-Switchgear&Jaringan
7400 | UIW Sulselrabar | 7428 | PLN UP3 Makassar Selatan | 2570 | Gd Ry Malino | ZST1 | PLN Stock Materials | 000000003270063 | LVSB ACC;FUSE HOLDER 250A | ZM0327 | BH | NORMAL | 20 | 0 | 0 | 0 | 1001 | HAR-Switchgear&Jaringan
7400 | UIW Sulselrabar | 7428 | PLN UP3 Makassar Selatan | 2570 | Gd Ry Malino | ZST1 | PLN Stock Materials | 000000003280010 | CONN;;PG W TO W;AL;D35.75-35.75mm2;BOLT | ZM0328 | BH | NORMAL | 0 | 0 | 0 | 0 | 1001 | HAR-Switchgear&Jaringan
7400 | UIW Sulselrabar | 7428 | PLN UP3 Makassar Selatan | 2570 | Gd Ry Malino | ZST1 | PLN Stock Materials | 000000003280095 | CONN;20kV;H;AL;50-70mm2;PRS; | ZM0328 | BH | NORMAL | 77 | 0 | 0 | 0 | 1001 | HAR-Switchgear&Jaringan
7400 | UIW Sulselrabar | 7428 | PLN UP3 Makassar Selatan | 2570 | Gd Ry Malino | ZST1 | PLN Stock Materials | 000000003280139 | CONN;20kV;H;AL;70-70/70-70mm2;PRS; | ZM0328 | BH | NORMAL | 0 | 0 | 0 | 0 | 1001 | HAR-Switchgear&Jaringan
7400 | UIW Sulselrabar | 7428 | PLN UP3 Makassar Selatan | 2570 | Gd Ry Malino | ZST1 | PLN Stock Materials | 000000003280162 | CONN;20kV;H;AL;35-70mm2;PRS; | ZM0328 | BH | NORMAL | 0 | 0 | 0 | 0 | 1001 | HAR-Switchgear&Jaringan
7400 | UIW Sulselrabar | 7428 | PLN UP3 Makassar Selatan | 2570 | Gd Ry Malino | ZST1 | PLN Stock Materials | 000000003280185 | CONN;20kV;H;AL;150-150mm2;PRS; | ZM0328 | BH | NORMAL | 45 | 0 | 0 | 0 | 1001 | HAR-Switchgear&Jaringan
7400 | UIW Sulselrabar | 7428 | PLN UP3 Makassar Selatan | 2570 | Gd Ry Malino | ZST1 | PLN Stock Materials | 000000003280253 | CONN;20kV;H;AL;70-150mm2;PRS; | ZM0328 | BH | PRE-MEMORY | 0 | 0 | 0 | 0 | 1001 | HAR-Switchgear&Jaringan
7400 | UIW Sulselrabar | 7428 | PLN UP3 Makassar Selatan | 2570 | Gd Ry Malino | ZST1 | PLN Stock Materials | 000000003280337 | CONN;1kV;PIER;AL;6-25/35-70mm2;2BOLT;WP | ZM0328 | BH | PRE-MEMORY | 0 | 0 | 0 | 0 | 1001 | HAR-Switchgear&Jaringan
7400 | UIW Sulselrabar | 7428 | PLN UP3 Makassar Selatan | 2570 | Gd Ry Malino | ZST1 | PLN Stock Materials | 000000003280337 | CONN;1kV;PIER;AL;6-25/35-70mm2;2BOLT;WP | ZM0328 | BH | NORMAL | 0 | 0 | 0 | 0 | 1001 | HAR-Switchgear&Jaringan
7400 | UIW Sulselrabar | 7428 | PLN UP3 Makassar Selatan | 2570 | Gd Ry Malino | ZST1 | PLN Stock Materials | 000000003280384 | CONN;20kV;CCO;AL;70-150mm2;PRS | ZM0328 | BH | NORMAL | 0 | 0 | 0 | 0 | 1001 | HAR-Switchgear&Jaringan
7400 | UIW Sulselrabar | 7428 | PLN UP3 Makassar Selatan | 2570 | Gd Ry Malino | ZST1 | PLN Stock Materials | 000000004120005 | BOX;APPVI NCBL;ST PLATE; | ZM0412 | BH | NORMAL | 0 | 0 | 0 | 0 | 1003 | HAR-Alat Ukur
7400 | UIW Sulselrabar | 7428 | PLN UP3 Makassar Selatan | 2570 | Gd Ry Malino | ZST1 | PLN Stock Materials | 000000004120049 | BOX;APPIII;ST PLATE 2mm; | ZM0412 | BH | NORMAL | 5 | 0 | 0 | 0 | 1003 | HAR-Alat Ukur
7400 | UIW Sulselrabar | 7428 | PLN UP3 Makassar Selatan | 2570 | Gd Ry Malino | ZST1 | PLN Stock Materials | 000000004120104 | BOX;MER TRIP MODEM MCCB CT TR 82,5KVA | ZM0412 | SET | NORMAL | 0 | 0 | 0 | 0 | 1003 | HAR-Alat Ukur
7400 | UIW Sulselrabar | 7428 | PLN UP3 Makassar Selatan | 2570 | Gd Ry Malino | ZST1 | PLN Stock Materials | 000000004120105 | BOX;MER TRIP MODEM MCCB CT TR 105KVA | ZM0412 | SET | NORMAL | 0 | 0 | 0 | 0 | 1003 | HAR-Alat Ukur
7400 | UIW Sulselrabar | 7428 | PLN UP3 Makassar Selatan | 2570 | Gd Ry Malino | ZST1 | PLN Stock Materials | 000000004120107 | BOX;MER TRIP MODEM MCCB CT TR 147KVA | ZM0412 | SET | NORMAL | 0 | 0 | 0 | 0 | 1003 | HAR-Alat Ukur
7400 | UIW Sulselrabar | 7428 | PLN UP3 Makassar Selatan | 2570 | Gd Ry Malino | ZST1 | PLN Stock Materials | 000000004120108 | BOX;MER TRIP MODEM MCCB CT TR 164KVA | ZM0412 | SET | NORMAL | 0 | 0 | 0 | 0 | 1003 | HAR-Alat Ukur
7400 | UIW Sulselrabar | 7428 | PLN UP3 Makassar Selatan | 2570 | Gd Ry Malino | ZST1 | PLN Stock Materials | 000000004120122 | BOX;MER TRIP MODEM MCCB CT TR 33KVA | ZM0412 | SET | NORMAL | 0 | 0 | 0 | 0 | 1003 | HAR-Alat Ukur
7400 | UIW Sulselrabar | 7428 | PLN UP3 Makassar Selatan | 2570 | Gd Ry Malino | ZST1 | PLN Stock Materials | 000000004120333 | BOX;APPIII;16.5KVA;+MCB | ZM0412 | BH | NORMAL | 0 | 0 | 0 | 0 | 1003 | HAR-Alat Ukur
7400 | UIW Sulselrabar | 7428 | PLN UP3 Makassar Selatan | 2570 | Gd Ry Malino | ZST1 | PLN Stock Materials | 000000004120463 | BOX;KWH PJU MANDIRI;ST PLATE 2MM; | ZM0412 | SET | NORMAL | 1 | 0 | 0 | 0 | 1003 | HAR-Alat Ukur
7400 | UIW Sulselrabar | 7428 | PLN UP3 Makassar Selatan | 2570 | Gd Ry Malino | ZST1 | PLN Stock Materials | 000000004160016 | CABLE CTRL;NYAF;1X6mm2;0.6/1kV;OH | ZM0416 | M | NORMAL | 0 | 0 | 0 | 0 | 1002 | HAR-Kabel
7400 | UIW Sulselrabar | 7428 | PLN UP3 Makassar Selatan | 2560 | Gd Ry Takalar | ZST1 | PLN Stock Materials | 000000001030062 | TRF DIS;;20kV/400V;3P;100kVA;YZN5;OD | ZM0103 | U | NORMAL | 0 | 0 | 0 | 0 | 1000 | HAR-Transformator
7400 | UIW Sulselrabar | 7428 | PLN UP3 Makassar Selatan | 2560 | Gd Ry Takalar | ZST1 | PLN Stock Materials | 000000001030069 | TRF DIS;;20kV/400V;3P;50kVA;YZN5;OD | ZM0103 | U | NORMAL | 0 | 0 | 0 | 0 | 1000 | HAR-Transformator
7400 | UIW Sulselrabar | 7428 | PLN UP3 Makassar Selatan | 2560 | Gd Ry Takalar | ZST1 | PLN Stock Materials | 000000002030022 | DS;K;20kV;3P;630A;;;OD | ZM0203 | U | NORMAL | 9 | 0 | 0 | 0 | 1001 | HAR-Switchgear&Jaringan
7400 | UIW Sulselrabar | 7428 | PLN UP3 Makassar Selatan | 2560 | Gd Ry Takalar | ZST1 | PLN Stock Materials | 000000002050097 | CT;380/220V;RING;100/5A;1;5VA;P | ZM0205 | BH | NORMAL | 3 | 0 | 0 | 0 | 1001 | HAR-Switchgear&Jaringan
7400 | UIW Sulselrabar | 7428 | PLN UP3 Makassar Selatan | 2560 | Gd Ry Takalar | ZST1 | PLN Stock Materials | 000000002050100 | CT;380/220V;RING;150/5A;0.5;5VA;P | ZM0205 | BH | NORMAL | 6 | 0 | 0 | 0 | 1001 | HAR-Switchgear&Jaringan
7400 | UIW Sulselrabar | 7428 | PLN UP3 Makassar Selatan | 2560 | Gd Ry Takalar | ZST1 | PLN Stock Materials | 000000002050103 | CT;380/220V;RING;200/5A;0.5;5VA;P | ZM0205 | BH | NORMAL | 0 | 0 | 0 | 0 | 1001 | HAR-Switchgear&Jaringan
7400 | UIW Sulselrabar | 7428 | PLN UP3 Makassar Selatan | 2560 | Gd Ry Takalar | ZST1 | PLN Stock Materials | 000000002050106 | CT;380/220V;RING;250/5A;0.5;5VA;P | ZM0205 | BH | NORMAL | 3 | 0 | 0 | 0 | 1001 | HAR-Switchgear&Jaringan
7400 | UIW Sulselrabar | 7428 | PLN UP3 Makassar Selatan | 2560 | Gd Ry Takalar | ZST1 | PLN Stock Materials | 000000002050109 | CT;380/220V;RING;300/5A;0.5;5VA;P | ZM0205 | BH | NORMAL | 6 | 0 | 0 | 0 | 1001 | HAR-Switchgear&Jaringan
7400 | UIW Sulselrabar | 7428 | PLN UP3 Makassar Selatan | 2560 | Gd Ry Takalar | ZST1 | PLN Stock Materials | 000000002090032 | LA;20-24kV;K;10kA;POLYMER;; | ZM0209 | BH | PRE-MEMORY | 0 | 0 | 0 | 0 | 1001 | HAR-Switchgear&Jaringan
7400 | UIW Sulselrabar | 7428 | PLN UP3 Makassar Selatan | 2560 | Gd Ry Takalar | ZST1 | PLN Stock Materials | 000000002090032 | LA;20-24kV;K;10kA;POLYMER;; | ZM0209 | BH | NORMAL | 0 | 0 | 0 | 0 | 1001 | HAR-Switchgear&Jaringan
7400 | UIW Sulselrabar | 7428 | PLN UP3 Makassar Selatan | 2560 | Gd Ry Takalar | ZST1 | PLN Stock Materials | 000000002190045 | MTR;kWH M;;1P;230V;20-60A;2;;2W | ZM0219 | BH | PRE-MEMORY | 0 | 0 | 0 | 0 | 1003 | HAR-Alat Ukur
7400 | UIW Sulselrabar | 7428 | PLN UP3 Makassar Selatan | 2560 | Gd Ry Takalar | ZST1 | PLN Stock Materials | 000000002190045 | MTR;kWH M;;1P;230V;20-60A;2;;2W | ZM0219 | BH | NORMAL | 0 | 0 | 0 | 0 | 1003 | HAR-Alat Ukur
7400 | UIW Sulselrabar | 7428 | PLN UP3 Makassar Selatan | 2560 | Gd Ry Takalar | ZST1 | PLN Stock Materials | 000000002190058 | MTR;kWH M;;3P;220/380V;5-20A;2;ST;4W | ZM0219 | BH | PRE-MEMORY | 0 | 0 | 0 | 0 | 1003 | HAR-Alat Ukur
7400 | UIW Sulselrabar | 7428 | PLN UP3 Makassar Selatan | 2560 | Gd Ry Takalar | ZST1 | PLN Stock Materials | 000000002190096 | MTR;KWHMCOM;;1P;230V;5-20A MINMCB;2;ST; | ZM0219 | BH | PRE-MEMORY | 0 | 0 | 0 | 0 | 1003 | HAR-Alat Ukur
7400 | UIW Sulselrabar | 7428 | PLN UP3 Makassar Selatan | 2560 | Gd Ry Takalar | ZST1 | PLN Stock Materials | 000000002190207 | MTR;kWH E-PR;;1P;230V;5-60A;2;;2W | ZM0219 | BH | NORMAL | 0 | 0 | 0 | 0 | 1003 | HAR-Alat Ukur
7400 | UIW Sulselrabar | 7428 | PLN UP3 Makassar Selatan | 2560 | Gd Ry Takalar | ZST1 | PLN Stock Materials | 000000002190210 | MTR;kWH M;;3P;220/380V;5-20A;1;ST;4W | ZM0219 | BH | NORMAL | 0 | 0 | 0 | 0 | 1003 | HAR-Alat Ukur
7400 | UIW Sulselrabar | 7428 | PLN UP3 Makassar Selatan | 2560 | Gd Ry Takalar | ZST1 | PLN Stock Materials | 000000002190218 | MTR;kWH E;;3P;230/400V;5-80A;1;;4W | ZM0219 | BH | PRE-MEMORY | 0 | 0 | 0 | 0 | 1003 | HAR-Alat Ukur
7400 | UIW Sulselrabar | 7428 | PLN UP3 Makassar Selatan | 2560 | Gd Ry Takalar | ZST1 | PLN Stock Materials | 000000002190218 | MTR;kWH E;;3P;230/400V;5-80A;1;;4W | ZM0219 | BH | NORMAL | 4 | 0 | 0 | 0 | 1003 | HAR-Alat Ukur
7400 | UIW Sulselrabar | 7428 | PLN UP3 Makassar Selatan | 2560 | Gd Ry Takalar | ZST1 | PLN Stock Materials | 000000002190219 | MTR;kWH E;;3P;57.7/240V;5-10A;0.5;;4W | ZM0219 | BH | NORMAL | 0 | 0 | 0 | 0 | 1003 | HAR-Alat Ukur
7400 | UIW Sulselrabar | 7428 | PLN UP3 Makassar Selatan | 2560 | Gd Ry Takalar | ZST1 | PLN Stock Materials | 000000002190224 | MTR;kWH E-PR;;1P;230V;5-60A;1;;2W | ZM0219 | BH | PRE-MEMORY | 0 | 0 | 0 | 0 | 1003 | HAR-Alat Ukur
7400 | UIW Sulselrabar | 7428 | PLN UP3 Makassar Selatan | 2560 | Gd Ry Takalar | ZST1 | PLN Stock Materials | 000000002190224 | MTR;kWH E-PR;;1P;230V;5-60A;1;;2W | ZM0219 | BH | NORMAL | 328 | 0 | 0 | 0 | 1003 | HAR-Alat Ukur
7400 | UIW Sulselrabar | 7428 | PLN UP3 Makassar Selatan | 2560 | Gd Ry Takalar | ZST1 | PLN Stock Materials | 000000002190231 | MTR;kWH E;;1P;230V;5-40A;1;;2W | ZM0219 | BH | PRE-MEMORY | 21 | 0 | 0 | 0 | 1003 | HAR-Alat Ukur
7400 | UIW Sulselrabar | 7428 | PLN UP3 Makassar Selatan | 2560 | Gd Ry Takalar | ZST1 | PLN Stock Materials | 000000002190231 | MTR;kWH E;;1P;230V;5-40A;1;;2W | ZM0219 | BH | NORMAL | 65 | 0 | 0 | 0 | 1003 | HAR-Alat Ukur
7400 | UIW Sulselrabar | 7428 | PLN UP3 Makassar Selatan | 2560 | Gd Ry Takalar | ZST1 | PLN Stock Materials | 000000002190253 | MTR;kWH E;3P;230/400V;5-10A;1;;4W | ZM0219 | BH | NORMAL | 10 | 0 | 0 | 0 | 1003 | HAR-Alat Ukur
7400 | UIW Sulselrabar | 7428 | PLN UP3 Makassar Selatan | 2560 | Gd Ry Takalar | ZST1 | PLN Stock Materials | 000000002190380 | MTR;kWH M;;1P;230V;5-40A;1;;2W | ZM0219 | BH | NORMAL | 0 | 0 | 0 | 0 | 1003 | HAR-Alat Ukur
7400 | UIW Sulselrabar | 7428 | PLN UP3 Makassar Selatan | 2560 | Gd Ry Takalar | ZST1 | PLN Stock Materials | 000000002190438 | MTR;kWHE;;3P;57.7/100V-230/400;5A;0.5;4W | ZM0219 | BH | NORMAL | 5 | 0 | 0 | 0 | 1003 | HAR-Alat Ukur
7400 | UIW Sulselrabar | 7428 | PLN UP3 Makassar Selatan | 2560 | Gd Ry Takalar | ZST1 | PLN Stock Materials | 000000002200004 | MTR ACC;SEGEL PLASTIC | ZM0220 | BH | NORMAL | 0 | 0 | 0 | 0 | 1003 | HAR-Alat Ukur
7400 | UIW Sulselrabar | 7428 | PLN UP3 Makassar Selatan | 2560 | Gd Ry Takalar | ZST1 | PLN Stock Materials | 000000002200016 | MTR ACC;SEGEL PUTAR PLASTIC | ZM0220 | BH | NORMAL | 0 | 0 | 0 | 0 | 1003 | HAR-Alat Ukur
7400 | UIW Sulselrabar | 7428 | PLN UP3 Makassar Selatan | 2560 | Gd Ry Takalar | ZST1 | PLN Stock Materials | 000000002200023 | MTR ACC;MODEM GSM/56KBPS | ZM0220 | BH | NORMAL | 0 | 0 | 0 | 0 | 1003 | HAR-Alat Ukur
7400 | UIW Sulselrabar | 7428 | PLN UP3 Makassar Selatan | 2560 | Gd Ry Takalar | ZST1 | PLN Stock Materials | 000000002240024 | FUSE;380/220V;100A;SQUARE;1 | ZM0224 | BH | NORMAL | 0 | 0 | 0 | 0 | 1001 | HAR-Switchgear&Jaringan
7400 | UIW Sulselrabar | 7428 | PLN UP3 Makassar Selatan | 2560 | Gd Ry Takalar | ZST1 | PLN Stock Materials | 000000002240029 | FUSE;380/220V;125A;SQUARE;1 | ZM0224 | BH | NORMAL | 0 | 0 | 0 | 0 | 1001 | HAR-Switchgear&Jaringan
7400 | UIW Sulselrabar | 7428 | PLN UP3 Makassar Selatan | 2560 | Gd Ry Takalar | ZST1 | PLN Stock Materials | 000000002240035 | FUSE;380/220V;160A;SQUARE;1 | ZM0224 | BH | NORMAL | 22 | 0 | 0 | 0 | 1001 | HAR-Switchgear&Jaringan
7400 | UIW Sulselrabar | 7428 | PLN UP3 Makassar Selatan | 2560 | Gd Ry Takalar | ZST1 | PLN Stock Materials | 000000002240038 | FUSE;380/220V;200A;SQUARE;1 | ZM0224 | BH | NORMAL | 0 | 0 | 0 | 0 | 1001 | HAR-Switchgear&Jaringan
7400 | UIW Sulselrabar | 7428 | PLN UP3 Makassar Selatan | 2560 | Gd Ry Takalar | ZST1 | PLN Stock Materials | 000000002240044 | FUSE;380/220V;250A;SQUARE;1 | ZM0224 | BH | NORMAL | 0 | 0 | 0 | 0 | 1001 | HAR-Switchgear&Jaringan
7400 | UIW Sulselrabar | 7428 | PLN UP3 Makassar Selatan | 2560 | Gd Ry Takalar | ZST1 | PLN Stock Materials | 000000002240048 | FUSE;380/220V;300A;SQUARE;2 | ZM0224 | BH | NORMAL | 0 | 0 | 0 | 0 | 1001 | HAR-Switchgear&Jaringan
7400 | UIW Sulselrabar | 7428 | PLN UP3 Makassar Selatan | 2560 | Gd Ry Takalar | ZST1 | PLN Stock Materials | 000000002240049 | FUSE;380/220V;315A;SQUARE;2 | ZM0224 | BH | PRE-MEMORY | 0 | 0 | 0 | 0 | 1001 | HAR-Switchgear&Jaringan
7400 | UIW Sulselrabar | 7428 | PLN UP3 Makassar Selatan | 2560 | Gd Ry Takalar | ZST1 | PLN Stock Materials | 000000002240049 | FUSE;380/220V;315A;SQUARE;2 | ZM0224 | BH | NORMAL | 7 | 0 | 0 | 0 | 1001 | HAR-Switchgear&Jaringan
7400 | UIW Sulselrabar | 7428 | PLN UP3 Makassar Selatan | 2560 | Gd Ry Takalar | ZST1 | PLN Stock Materials | 000000002240050 | FUSE;380/220V;355A;SQUARE;2 | ZM0224 | BH | NORMAL | 0 | 0 | 0 | 0 | 1001 | HAR-Switchgear&Jaringan
7400 | UIW Sulselrabar | 7428 | PLN UP3 Makassar Selatan | 2560 | Gd Ry Takalar | ZST1 | PLN Stock Materials | 000000002240067 | FUSE;380/220V;63A;SQUARE;1 | ZM0224 | BH | NORMAL | 0 | 0 | 0 | 0 | 1001 | HAR-Switchgear&Jaringan
7400 | UIW Sulselrabar | 7428 | PLN UP3 Makassar Selatan | 2560 | Gd Ry Takalar | ZST1 | PLN Stock Materials | 000000002240072 | FUSE;380/220V;80A;SQUARE;1 | ZM0224 | BH | PRE-MEMORY | 0 | 0 | 0 | 0 | 1001 | HAR-Switchgear&Jaringan
7400 | UIW Sulselrabar | 7428 | PLN UP3 Makassar Selatan | 2560 | Gd Ry Takalar | ZST1 | PLN Stock Materials | 000000002240072 | FUSE;380/220V;80A;SQUARE;1 | ZM0224 | BH | NORMAL | 0 | 0 | 0 | 0 | 1001 | HAR-Switchgear&Jaringan
7400 | UIW Sulselrabar | 7428 | PLN UP3 Makassar Selatan | 2560 | Gd Ry Takalar | ZST1 | PLN Stock Materials | 000000002240074 | FUSE;20/24kV;10A;TUBE;D21mm | ZM0224 | BH | NORMAL | 0 | 0 | 0 | 0 | 1001 | HAR-Switchgear&Jaringan
7400 | UIW Sulselrabar | 7428 | PLN UP3 Makassar Selatan | 2560 | Gd Ry Takalar | ZST1 | PLN Stock Materials | 000000002240113 | FUSE;380/220V;250A;SQUARE;2 | ZM0224 | BH | PRE-MEMORY | 0 | 0 | 0 | 0 | 1001 | HAR-Switchgear&Jaringan
7400 | UIW Sulselrabar | 7428 | PLN UP3 Makassar Selatan | 2560 | Gd Ry Takalar | ZST1 | PLN Stock Materials | 000000002240118 | FUSE;380/220V;63A;SQUARE;2 | ZM0224 | BH | PRE-MEMORY | 0 | 0 | 0 | 0 | 1001 | HAR-Switchgear&Jaringan
7400 | UIW Sulselrabar | 7428 | PLN UP3 Makassar Selatan | 2560 | Gd Ry Takalar | ZST1 | PLN Stock Materials | 000000002240120 | FUSE;380/220V;100A;SQUARE;2 | ZM0224 | BH | PRE-MEMORY | 0 | 0 | 0 | 0 | 1001 | HAR-Switchgear&Jaringan
7400 | UIW Sulselrabar | 7428 | PLN UP3 Makassar Selatan | 2560 | Gd Ry Takalar | ZST1 | PLN Stock Materials | 000000002240120 | FUSE;380/220V;100A;SQUARE;2 | ZM0224 | BH | NORMAL | 0 | 0 | 0 | 0 | 1001 | HAR-Switchgear&Jaringan
7400 | UIW Sulselrabar | 7428 | PLN UP3 Makassar Selatan | 2560 | Gd Ry Takalar | ZST1 | PLN Stock Materials | 000000002240121 | FUSE;380/220V;125A;SQUARE;2 | ZM0224 | BH | PRE-MEMORY | 0 | 0 | 0 | 0 | 1001 | HAR-Switchgear&Jaringan
7400 | UIW Sulselrabar | 7428 | PLN UP3 Makassar Selatan | 2560 | Gd Ry Takalar | ZST1 | PLN Stock Materials | 000000002240121 | FUSE;380/220V;125A;SQUARE;2 | ZM0224 | BH | NORMAL | 0 | 0 | 0 | 0 | 1001 | HAR-Switchgear&Jaringan
7400 | UIW Sulselrabar | 7428 | PLN UP3 Makassar Selatan | 2560 | Gd Ry Takalar | ZST1 | PLN Stock Materials | 000000002240122 | FUSE;380/220V;160A;SQUARE;2 | ZM0224 | BH | PRE-MEMORY | 0 | 0 | 0 | 0 | 1001 | HAR-Switchgear&Jaringan
7400 | UIW Sulselrabar | 7428 | PLN UP3 Makassar Selatan | 2560 | Gd Ry Takalar | ZST1 | PLN Stock Materials | 000000002240122 | FUSE;380/220V;160A;SQUARE;2 | ZM0224 | BH | NORMAL | 0 | 0 | 0 | 0 | 1001 | HAR-Switchgear&Jaringan
7400 | UIW Sulselrabar | 7428 | PLN UP3 Makassar Selatan | 2560 | Gd Ry Takalar | ZST1 | PLN Stock Materials | 000000002240123 | FUSE;380/220V;200A;SQUARE;2 | ZM0224 | BH | PRE-MEMORY | 0 | 0 | 0 | 0 | 1001 | HAR-Switchgear&Jaringan
7400 | UIW Sulselrabar | 7428 | PLN UP3 Makassar Selatan | 2560 | Gd Ry Takalar | ZST1 | PLN Stock Materials | 000000002240123 | FUSE;380/220V;200A;SQUARE;2 | ZM0224 | BH | NORMAL | 0 | 0 | 0 | 0 | 1001 | HAR-Switchgear&Jaringan
7400 | UIW Sulselrabar | 7428 | PLN UP3 Makassar Selatan | 2560 | Gd Ry Takalar | ZST1 | PLN Stock Materials | 000000002240125 | FUSE;380/220V;350A;SQUARE;2 | ZM0224 | BH | PRE-MEMORY | 0 | 0 | 0 | 0 | 1001 | HAR-Switchgear&Jaringan
7400 | UIW Sulselrabar | 7428 | PLN UP3 Makassar Selatan | 2560 | Gd Ry Takalar | ZST1 | PLN Stock Materials | 000000003030030 | POLE;STEEL;20kV;CIRCL;11m;200daN;; | ZM0303 | BTG | PRE-MEMORY | 0 | 0 | 0 | 0 | 1004 | HAR-Menara&Tiang
7400 | UIW Sulselrabar | 7428 | PLN UP3 Makassar Selatan | 2560 | Gd Ry Takalar | ZST1 | PLN Stock Materials | 000000003030030 | POLE;STEEL;20kV;CIRCL;11m;200daN;; | ZM0303 | BTG | NORMAL | 0 | 0 | 0 | 0 | 1004 | HAR-Menara&Tiang
7400 | UIW Sulselrabar | 7428 | PLN UP3 Makassar Selatan | 2560 | Gd Ry Takalar | ZST1 | PLN Stock Materials | 000000003030035 | POLE;STEEL;20kV;CIRCL;13m;200daN;; | ZM0303 | BTG | NORMAL | 0 | 0 | 0 | 0 | 1004 | HAR-Menara&Tiang
7400 | UIW Sulselrabar | 7428 | PLN UP3 Makassar Selatan | 2560 | Gd Ry Takalar | ZST1 | PLN Stock Materials | 000000003030041 | POLE;STEEL;220V;CIRCL;9m;200daN;; | ZM0303 | BTG | NORMAL | 10 | 0 | 0 | 0 | 1004 | HAR-Menara&Tiang
7400 | UIW Sulselrabar | 7428 | PLN UP3 Makassar Selatan | 2560 | Gd Ry Takalar | ZST1 | PLN Stock Materials | 000000003040188 | POLE ACC;STAINLESS STEEL STRAP | ZM0304 | M | NORMAL | 350 | 0 | 0 | 0 | 1004 | HAR-Menara&Tiang
7400 | UIW Sulselrabar | 7428 | PLN UP3 Makassar Selatan | 2560 | Gd Ry Takalar | ZST1 | PLN Stock Materials | 000000003040245 | POLE ACC;CR ARM UNP100X50X5X2000mm GALV | ZM0304 | BH | PRE-MEMORY | 0 | 0 | 0 | 0 | 1004 | HAR-Menara&Tiang
7400 | UIW Sulselrabar | 7428 | PLN UP3 Makassar Selatan | 2560 | Gd Ry Takalar | ZST1 | PLN Stock Materials | 000000003040246 | POLE ACC;CR ARM UNP100X50X5X2500mm GALV | ZM0304 | BH | PRE-MEMORY | 0 | 0 | 0 | 0 | 1004 | HAR-Menara&Tiang
7400 | UIW Sulselrabar | 7428 | PLN UP3 Makassar Selatan | 2560 | Gd Ry Takalar | ZST1 | PLN Stock Materials | 000000003040249 | POLE ACC;CR ARM UNP80X50X5X2000mm GALV | ZM0304 | BH | PRE-MEMORY | 0 | 0 | 0 | 0 | 1004 | HAR-Menara&Tiang
7400 | UIW Sulselrabar | 7428 | PLN UP3 Makassar Selatan | 2560 | Gd Ry Takalar | ZST1 | PLN Stock Materials | 000000003040324 | POLE ACC;YOKES/STOPING BUCKLE | ZM0304 | BH | NORMAL | 0 | 0 | 0 | 0 | 1004 | HAR-Menara&Tiang
7400 | UIW Sulselrabar | 7428 | PLN UP3 Makassar Selatan | 2560 | Gd Ry Takalar | ZST1 | PLN Stock Materials | 000000003040642 | POLE ACC;CR ARM UNP60.5X35X5X2500mm GALV | ZM0304 | BH | NORMAL | 0 | 0 | 0 | 0 | 1004 | HAR-Menara&Tiang
7400 | UIW Sulselrabar | 7428 | PLN UP3 Makassar Selatan | 2560 | Gd Ry Takalar | ZST1 | PLN Stock Materials | 000000003050030 | CONDUCTOR;CU;50mm2;19.28kN | ZM0305 | M | PRE-MEMORY | 0 | 0 | 0 | 0 | 1001 | HAR-Switchgear&Jaringan
7400 | UIW Sulselrabar | 7428 | PLN UP3 Makassar Selatan | 2560 | Gd Ry Takalar | ZST1 | PLN Stock Materials | 000000003050084 | CONDUCTOR;AAAC-S;150mm2; | ZM0305 | M | NORMAL | 0 | 0 | 0 | 0 | 1001 | HAR-Switchgear&Jaringan
7400 | UIW Sulselrabar | 7428 | PLN UP3 Makassar Selatan | 2560 | Gd Ry Takalar | ZST1 | PLN Stock Materials | 000000003050088 | CONDUCTOR;AAAC-S;70mm2; | ZM0305 | M | NORMAL | 0.006 | 0 | 0 | 0 | 1001 | HAR-Switchgear&Jaringan
7400 | UIW Sulselrabar | 7428 | PLN UP3 Makassar Selatan | 2560 | Gd Ry Takalar | ZST1 | PLN Stock Materials | 000000003060062 | COND ACC;TEKEP ISOLATOR 20KV L150MM2 EXT | ZM0306 | SET | NORMAL | 0 | 0 | 0 | 0 | 1001 | HAR-Switchgear&Jaringan
7400 | UIW Sulselrabar | 7428 | PLN UP3 Makassar Selatan | 2560 | Gd Ry Takalar | ZST1 | PLN Stock Materials | 000000003060122 | COND ACC;DEAD END ASSEMBLY | ZM0306 | BH | NORMAL | 0 | 0 | 0 | 0 | 1001 | HAR-Switchgear&Jaringan
7400 | UIW Sulselrabar | 7428 | PLN UP3 Makassar Selatan | 2560 | Gd Ry Takalar | ZST1 | PLN Stock Materials | 000000003060128 | COND ACC;NON TENSION JOINT AL 35mm2 | ZM0306 | BH | NORMAL | 0 | 0 | 0 | 0 | 1001 | HAR-Switchgear&Jaringan
7400 | UIW Sulselrabar | 7428 | PLN UP3 Makassar Selatan | 2560 | Gd Ry Takalar | ZST1 | PLN Stock Materials | 000000003060129 | COND ACC;NON TENSION JOINT AL 50mm2 | ZM0306 | BH | PRE-MEMORY | 0 | 0 | 0 | 0 | 1001 | HAR-Switchgear&Jaringan
7400 | UIW Sulselrabar | 7428 | PLN UP3 Makassar Selatan | 2560 | Gd Ry Takalar | ZST1 | PLN Stock Materials | 000000003060129 | COND ACC;NON TENSION JOINT AL 50mm2 | ZM0306 | BH | NORMAL | 0 | 0 | 0 | 0 | 1001 | HAR-Switchgear&Jaringan
7400 | UIW Sulselrabar | 7428 | PLN UP3 Makassar Selatan | 2560 | Gd Ry Takalar | ZST1 | PLN Stock Materials | 000000003060137 | COND ACC;JOINT SLEEVE AL 70mm2 INSUL | ZM0306 | BH | PRE-MEMORY | 0 | 0 | 0 | 0 | 1001 | HAR-Switchgear&Jaringan
7400 | UIW Sulselrabar | 7428 | PLN UP3 Makassar Selatan | 2560 | Gd Ry Takalar | ZST1 | PLN Stock Materials | 000000003060137 | COND ACC;JOINT SLEEVE AL 70mm2 INSUL | ZM0306 | BH | NORMAL | 0 | 0 | 0 | 0 | 1001 | HAR-Switchgear&Jaringan
7400 | UIW Sulselrabar | 7428 | PLN UP3 Makassar Selatan | 2560 | Gd Ry Takalar | ZST1 | PLN Stock Materials | 000000003060141 | COND ACC;JOINT SLEEVE AL 35mm2 | ZM0306 | BH | NORMAL | 20 | 0 | 0 | 0 | 1001 | HAR-Switchgear&Jaringan
7400 | UIW Sulselrabar | 7428 | PLN UP3 Makassar Selatan | 2560 | Gd Ry Takalar | ZST1 | PLN Stock Materials | 000000003060143 | COND ACC;JOINT SLEEVE AL 70mm2 | ZM0306 | BH | NORMAL | 40 | 0 | 0 | 0 | 1001 | HAR-Switchgear&Jaringan
7400 | UIW Sulselrabar | 7428 | PLN UP3 Makassar Selatan | 2560 | Gd Ry Takalar | ZST1 | PLN Stock Materials | 000000003060145 | COND ACC;JOINT SLEEVE AL 150mm2 | ZM0306 | BH | PRE-MEMORY | 0 | 0 | 0 | 0 | 1001 | HAR-Switchgear&Jaringan
7400 | UIW Sulselrabar | 7428 | PLN UP3 Makassar Selatan | 2560 | Gd Ry Takalar | ZST1 | PLN Stock Materials | 000000003060145 | COND ACC;JOINT SLEEVE AL 150mm2 | ZM0306 | BH | NORMAL | 0 | 0 | 0 | 0 | 1001 | HAR-Switchgear&Jaringan
7400 | UIW Sulselrabar | 7428 | PLN UP3 Makassar Selatan | 2560 | Gd Ry Takalar | ZST1 | PLN Stock Materials | 000000003060185 | COND ACC;TAP CONNECOR KEDAP AIR 6-25 | ZM0306 | BH | PRE-MEMORY | 0 | 0 | 0 | 0 | 1001 | HAR-Switchgear&Jaringan
7400 | UIW Sulselrabar | 7428 | PLN UP3 Makassar Selatan | 2560 | Gd Ry Takalar | ZST1 | PLN Stock Materials | 000000003060185 | COND ACC;TAP CONNECOR KEDAP AIR 6-25 | ZM0306 | BH | NORMAL | 0 | 0 | 0 | 0 | 1001 | HAR-Switchgear&Jaringan
7400 | UIW Sulselrabar | 7428 | PLN UP3 Makassar Selatan | 2560 | Gd Ry Takalar | ZST1 | PLN Stock Materials | 000000003060203 | COND ACC;JOINT AL 150mm2 COMP | ZM0306 | BH | PRE-MEMORY | 0 | 0 | 0 | 0 | 1001 | HAR-Switchgear&Jaringan
7400 | UIW Sulselrabar | 7428 | PLN UP3 Makassar Selatan | 2560 | Gd Ry Takalar | ZST1 | PLN Stock Materials | 000000003060213 | COND ACC;JOINT ALCU 70mm2 INSUL | ZM0306 | BH | NORMAL | 0 | 0 | 0 | 0 | 1001 | HAR-Switchgear&Jaringan
7400 | UIW Sulselrabar | 7428 | PLN UP3 Makassar Selatan | 2560 | Gd Ry Takalar | ZST1 | PLN Stock Materials | 000000003060233 | COND ACC;JOINT SLEEVE ALCU 70mm2 | ZM0306 | BH | PRE-MEMORY | 0 | 0 | 0 | 0 | 1001 | HAR-Switchgear&Jaringan
7400 | UIW Sulselrabar | 7428 | PLN UP3 Makassar Selatan | 2560 | Gd Ry Takalar | ZST1 | PLN Stock Materials | 000000003060317 | COND ACC;JOINT ALCU 35-70mm2 COMP | ZM0306 | BH | NORMAL | 50 | 0 | 0 | 0 | 1001 | HAR-Switchgear&Jaringan
7400 | UIW Sulselrabar | 7428 | PLN UP3 Makassar Selatan | 2560 | Gd Ry Takalar | ZST1 | PLN Stock Materials | 000000003060320 | COND ACC;JOINT ALCU 70-70mm2 COMP | ZM0306 | BH | NORMAL | 10 | 0 | 0 | 0 | 1001 | HAR-Switchgear&Jaringan
7400 | UIW Sulselrabar | 7428 | PLN UP3 Makassar Selatan | 2560 | Gd Ry Takalar | ZST1 | PLN Stock Materials | 000000003060348 | COND ACC;NON TENSION JOINT ALCU 70mm2 | ZM0306 | BH | NORMAL | 0 | 0 | 0 | 0 | 1001 | HAR-Switchgear&Jaringan
7400 | UIW Sulselrabar | 7428 | PLN UP3 Makassar Selatan | 2560 | Gd Ry Takalar | ZST1 | PLN Stock Materials | 000000003060469 | COND ACC;JOINT ALCU 70-50mm2 COMP | ZM0306 | BH | NORMAL | 0 | 0 | 0 | 0 | 1001 | HAR-Switchgear&Jaringan
7400 | UIW Sulselrabar | 7428 | PLN UP3 Makassar Selatan | 2560 | Gd Ry Takalar | ZST1 | PLN Stock Materials | 000000003060598 | COND ACC;TEKEP ISOLATOR 20KV L150 MM2 | ZM0306 | BH | NORMAL | 0 | 0 | 0 | 0 | 1001 | HAR-Switchgear&Jaringan
7400 | UIW Sulselrabar | 7428 | PLN UP3 Makassar Selatan | 2560 | Gd Ry Takalar | ZST1 | PLN Stock Materials | 000000003060599 | COND ACC;TEKEP ISOLATOR 20KV B70 MM2 | ZM0306 | BH | PRE-MEMORY | 0 | 0 | 0 | 0 | 1001 | HAR-Switchgear&Jaringan
7400 | UIW Sulselrabar | 7428 | PLN UP3 Makassar Selatan | 2560 | Gd Ry Takalar | ZST1 | PLN Stock Materials | 000000003061426 | COND ACC;TEKEP ISOLATOR 20KV L70MM2 EXT | ZM0306 | U | NORMAL | 30 | 0 | 0 | 0 | 1001 | HAR-Switchgear&Jaringan
7400 | UIW Sulselrabar | 7428 | PLN UP3 Makassar Selatan | 2560 | Gd Ry Takalar | ZST1 | PLN Stock Materials | 000000003070036 | ISOLATOR;DISC;PORC;20kV;TENSION;120kN | ZM0307 | SET | PRE-MEMORY | 0 | 0 | 0 | 0 | 1001 | HAR-Switchgear&Jaringan
7400 | UIW Sulselrabar | 7428 | PLN UP3 Makassar Selatan | 2560 | Gd Ry Takalar | ZST1 | PLN Stock Materials | 000000003070151 | ISOLATOR;PINPOST;PORC;24KV;;12.5kN | ZM0307 | BH | PRE-MEMORY | 0 | 0 | 0 | 0 | 1001 | HAR-Switchgear&Jaringan
7400 | UIW Sulselrabar | 7428 | PLN UP3 Makassar Selatan | 2560 | Gd Ry Takalar | ZST1 | PLN Stock Materials | 000000003070151 | ISOLATOR;PINPOST;PORC;24KV;;12.5kN | ZM0307 | BH | NORMAL | 0 | 0 | 0 | 0 | 1001 | HAR-Switchgear&Jaringan
7400 | UIW Sulselrabar | 7428 | PLN UP3 Makassar Selatan | 2560 | Gd Ry Takalar | ZST1 | PLN Stock Materials | 000000003070152 | ISOLATOR;LINEPOST;POLYMER;24KV;;12.5kN | ZM0307 | BH | NORMAL | 0 | 0 | 0 | 0 | 1001 | HAR-Switchgear&Jaringan
7400 | UIW Sulselrabar | 7428 | PLN UP3 Makassar Selatan | 2560 | Gd Ry Takalar | ZST1 | PLN Stock Materials | 000000003070154 | ISOLATOR;SUSP;POLYMER;24KV;;70kN | ZM0307 | BH | NORMAL | 0 | 0 | 0 | 0 | 1001 | HAR-Switchgear&Jaringan
7400 | UIW Sulselrabar | 7428 | PLN UP3 Makassar Selatan | 2560 | Gd Ry Takalar | ZST1 | PLN Stock Materials | 000000003070155 | ISOLATOR;SUSP;PORC;24KV;;70kN | ZM0307 | SET | NORMAL | 0 | 0 | 0 | 0 | 1001 | HAR-Switchgear&Jaringan
7400 | UIW Sulselrabar | 7428 | PLN UP3 Makassar Selatan | 2560 | Gd Ry Takalar | ZST1 | PLN Stock Materials | 000000003070160 | ISOLATOR;STRAIN KAP PIN;PORC;24KV;;70kN | ZM0307 | BH | NORMAL | 0 | 0 | 0 | 0 | 1001 | HAR-Switchgear&Jaringan
7400 | UIW Sulselrabar | 7428 | PLN UP3 Makassar Selatan | 2560 | Gd Ry Takalar | ZST1 | PLN Stock Materials | 000000003110025 | CABLE PWR;NFA2X;2X10mm2;0.6/1kV;OH | ZM0311 | M | PRE-MEMORY | 0 | 0 | 0 | 0 | 1001 | HAR-Switchgear&Jaringan
7400 | UIW Sulselrabar | 7428 | PLN UP3 Makassar Selatan | 2560 | Gd Ry Takalar | ZST1 | PLN Stock Materials | 000000003110025 | CABLE PWR;NFA2X;2X10mm2;0.6/1kV;OH | ZM0311 | M | NORMAL | 285 | 0 | 0 | 0 | 1001 | HAR-Switchgear&Jaringan
7400 | UIW Sulselrabar | 7428 | PLN UP3 Makassar Selatan | 2560 | Gd Ry Takalar | ZST1 | PLN Stock Materials | 000000003110026 | CABLE PWR;NFA2X;2X16mm2;0.6/1kV;OH | ZM0311 | M | NORMAL | 0 | 0 | 0 | 0 | 1001 | HAR-Switchgear&Jaringan
7400 | UIW Sulselrabar | 7428 | PLN UP3 Makassar Selatan | 2560 | Gd Ry Takalar | ZST1 | PLN Stock Materials | 000000003110029 | CABLE PWR;NFA2X;4X16mm2;0.6/1kV;OH | ZM0311 | M | NORMAL | 0 | 0 | 0 | 0 | 1001 | HAR-Switchgear&Jaringan
7400 | UIW Sulselrabar | 7428 | PLN UP3 Makassar Selatan | 2560 | Gd Ry Takalar | ZST1 | PLN Stock Materials | 000000003110038 | CABLE PWR;NFA2X-T;3X35+1X25;0.6/1kV;OH | ZM0311 | M | PRE-MEMORY | 0 | 0 | 0 | 0 | 1001 | HAR-Switchgear&Jaringan
7400 | UIW Sulselrabar | 7428 | PLN UP3 Makassar Selatan | 2560 | Gd Ry Takalar | ZST1 | PLN Stock Materials | 000000003110038 | CABLE PWR;NFA2X-T;3X35+1X25;0.6/1kV;OH | ZM0311 | M | NORMAL | 0 | 0 | 0 | 0 | 1001 | HAR-Switchgear&Jaringan
7400 | UIW Sulselrabar | 7428 | PLN UP3 Makassar Selatan | 2560 | Gd Ry Takalar | ZST1 | PLN Stock Materials | 000000003110039 | CABLE PWR;NFA2X-T;3X35+1X35;0.6/1kV;OH | ZM0311 | M | NORMAL | 1000 | 0 | 0 | 0 | 1001 | HAR-Switchgear&Jaringan
7400 | UIW Sulselrabar | 7428 | PLN UP3 Makassar Selatan | 2560 | Gd Ry Takalar | ZST1 | PLN Stock Materials | 000000003110041 | CABLE PWR;NFA2X-T;3X70+1X50;0.6/1kV;OH | ZM0311 | M | PRE-MEMORY | 0 | 0 | 0 | 0 | 1001 | HAR-Switchgear&Jaringan
7400 | UIW Sulselrabar | 7428 | PLN UP3 Makassar Selatan | 2560 | Gd Ry Takalar | ZST1 | PLN Stock Materials | 000000003110041 | CABLE PWR;NFA2X-T;3X70+1X50;0.6/1kV;OH | ZM0311 | M | NORMAL | 0 | 0 | 0 | 0 | 1001 | HAR-Switchgear&Jaringan
7400 | UIW Sulselrabar | 7428 | PLN UP3 Makassar Selatan | 2560 | Gd Ry Takalar | ZST1 | PLN Stock Materials | 000000003110060 | CABLE PWR;NYY;1X150mm2;0.6/1kV;OH | ZM0311 | M | PRE-MEMORY | 0 | 0 | 0 | 0 | 1001 | HAR-Switchgear&Jaringan
7400 | UIW Sulselrabar | 7428 | PLN UP3 Makassar Selatan | 2560 | Gd Ry Takalar | ZST1 | PLN Stock Materials | 000000003110060 | CABLE PWR;NYY;1X150mm2;0.6/1kV;OH | ZM0311 | M | NORMAL | 0 | 0 | 0 | 0 | 1001 | HAR-Switchgear&Jaringan
7400 | UIW Sulselrabar | 7428 | PLN UP3 Makassar Selatan | 2560 | Gd Ry Takalar | ZST1 | PLN Stock Materials | 000000003110064 | CABLE PWR;NYY;1X70mm2;0.6/1kV;OH | ZM0311 | M | PRE-MEMORY | 0 | 0 | 0 | 0 | 1001 | HAR-Switchgear&Jaringan
7400 | UIW Sulselrabar | 7428 | PLN UP3 Makassar Selatan | 2560 | Gd Ry Takalar | ZST1 | PLN Stock Materials | 000000003110064 | CABLE PWR;NYY;1X70mm2;0.6/1kV;OH | ZM0311 | M | NORMAL | 0 | 0 | 0 | 0 | 1001 | HAR-Switchgear&Jaringan
7400 | UIW Sulselrabar | 7428 | PLN UP3 Makassar Selatan | 2560 | Gd Ry Takalar | ZST1 | PLN Stock Materials | 000000003110291 | CABLE PWR;NYY;1x95mm2;230/380V;OH | ZM0311 | M | PRE-MEMORY | 0 | 0 | 0 | 0 | 1001 | HAR-Switchgear&Jaringan
7400 | UIW Sulselrabar | 7428 | PLN UP3 Makassar Selatan | 2560 | Gd Ry Takalar | ZST1 | PLN Stock Materials | 000000003110291 | CABLE PWR;NYY;1x95mm2;230/380V;OH | ZM0311 | M | NORMAL | 0 | 0 | 0 | 0 | 1001 | HAR-Switchgear&Jaringan
7400 | UIW Sulselrabar | 7428 | PLN UP3 Makassar Selatan | 2560 | Gd Ry Takalar | ZST1 | PLN Stock Materials | 000000003110514 | CABLE PWR;NYY;1X70mm2;0.6/1kV;Opstig | ZM0311 | M | NORMAL | 64 | 0 | 0 | 0 | 1001 | HAR-Switchgear&Jaringan
7400 | UIW Sulselrabar | 7428 | PLN UP3 Makassar Selatan | 2560 | Gd Ry Takalar | ZST1 | PLN Stock Materials | 000000003110515 | CABLE PWR;NYY;1X95mm2;0.6/1kV;Opstig | ZM0311 | M | NORMAL | 32 | 0 | 0 | 0 | 1001 | HAR-Switchgear&Jaringan
7400 | UIW Sulselrabar | 7428 | PLN UP3 Makassar Selatan | 2560 | Gd Ry Takalar | ZST1 | PLN Stock Materials | 000000003110542 | CABLE PWR;NFA2X-T;3X70+1X70;0.6/1kV;OH | ZM0311 | M | NORMAL | 0 | 0 | 0 | 0 | 1001 | HAR-Switchgear&Jaringan
7400 | UIW Sulselrabar | 7428 | PLN UP3 Makassar Selatan | 2560 | Gd Ry Takalar | ZST1 | PLN Stock Materials | 000000003120007 | CABLE PWR ACC;CABLE SHOE AL 150mm2 | ZM0312 | BH | PRE-MEMORY | 0 | 0 | 0 | 0 | 1001 | HAR-Switchgear&Jaringan
7400 | UIW Sulselrabar | 7428 | PLN UP3 Makassar Selatan | 2560 | Gd Ry Takalar | ZST1 | PLN Stock Materials | 000000003120010 | CABLE PWR ACC;CABLE SHOE AL 50mm2 | ZM0312 | BH | PRE-MEMORY | 0 | 0 | 0 | 0 | 1001 | HAR-Switchgear&Jaringan
7400 | UIW Sulselrabar | 7428 | PLN UP3 Makassar Selatan | 2560 | Gd Ry Takalar | ZST1 | PLN Stock Materials | 000000003120018 | CABLE PWR ACC;CABLE SHOE CU 95mm2 | ZM0312 | BH | PRE-MEMORY | 0 | 0 | 0 | 0 | 1001 | HAR-Switchgear&Jaringan
7400 | UIW Sulselrabar | 7428 | PLN UP3 Makassar Selatan | 2560 | Gd Ry Takalar | ZST1 | PLN Stock Materials | 000000003120018 | CABLE PWR ACC;CABLE SHOE CU 95mm2 | ZM0312 | BH | NORMAL | 0 | 0 | 0 | 0 | 1001 | HAR-Switchgear&Jaringan
7400 | UIW Sulselrabar | 7428 | PLN UP3 Makassar Selatan | 2560 | Gd Ry Takalar | ZST1 | PLN Stock Materials | 000000003120037 | CABLE PWR ACC;DEAD END ASSY FIXED 50mm | ZM0312 | SET | NORMAL | 0 | 0 | 0 | 0 | 1001 | HAR-Switchgear&Jaringan
7400 | UIW Sulselrabar | 7428 | PLN UP3 Makassar Selatan | 2560 | Gd Ry Takalar | ZST1 | PLN Stock Materials | 000000003120058 | CABLE PWR ACC;LARGE ANGLE ASSY 70mm | ZM0312 | SET | PRE-MEMORY | 0 | 0 | 0 | 0 | 1001 | HAR-Switchgear&Jaringan
7400 | UIW Sulselrabar | 7428 | PLN UP3 Makassar Selatan | 2560 | Gd Ry Takalar | ZST1 | PLN Stock Materials | 000000003120058 | CABLE PWR ACC;LARGE ANGLE ASSY 70mm | ZM0312 | SET | NORMAL | 0 | 0 | 0 | 0 | 1001 | HAR-Switchgear&Jaringan
7400 | UIW Sulselrabar | 7428 | PLN UP3 Makassar Selatan | 2560 | Gd Ry Takalar | ZST1 | PLN Stock Materials | 000000003120061 | CABLE PWR ACC;LINK 25X50mm | ZM0312 | BH | NORMAL | 4 | 0 | 0 | 0 | 1001 | HAR-Switchgear&Jaringan
7400 | UIW Sulselrabar | 7428 | PLN UP3 Makassar Selatan | 2560 | Gd Ry Takalar | ZST1 | PLN Stock Materials | 000000003120092 | CABLE PWR ACC;SUSPENSION ASSY 70mm | ZM0312 | SET | PRE-MEMORY | 0 | 0 | 0 | 0 | 1001 | HAR-Switchgear&Jaringan
7400 | UIW Sulselrabar | 7428 | PLN UP3 Makassar Selatan | 2560 | Gd Ry Takalar | ZST1 | PLN Stock Materials | 000000003120092 | CABLE PWR ACC;SUSPENSION ASSY 70mm | ZM0312 | SET | NORMAL | 0 | 0 | 0 | 0 | 1001 | HAR-Switchgear&Jaringan
7400 | UIW Sulselrabar | 7428 | PLN UP3 Makassar Selatan | 2560 | Gd Ry Takalar | ZST1 | PLN Stock Materials | 000000003120114 | CABLE PWR ACC;CABLE SHOE CU 70mm2 | ZM0312 | BH | PRE-MEMORY | 0 | 0 | 0 | 0 | 1001 | HAR-Switchgear&Jaringan
7400 | UIW Sulselrabar | 7428 | PLN UP3 Makassar Selatan | 2560 | Gd Ry Takalar | ZST1 | PLN Stock Materials | 000000003120114 | CABLE PWR ACC;CABLE SHOE CU 70mm2 | ZM0312 | BH | NORMAL | 0 | 0 | 0 | 0 | 1001 | HAR-Switchgear&Jaringan
7400 | UIW Sulselrabar | 7428 | PLN UP3 Makassar Selatan | 2560 | Gd Ry Takalar | ZST1 | PLN Stock Materials | 000000003120116 | CABLE PWR ACC;CABLE SHOE AL-CU 95mm2 | ZM0312 | BH | PRE-MEMORY | 0 | 0 | 0 | 0 | 1001 | HAR-Switchgear&Jaringan
7400 | UIW Sulselrabar | 7428 | PLN UP3 Makassar Selatan | 2560 | Gd Ry Takalar | ZST1 | PLN Stock Materials | 000000003120118 | CABLE PWR ACC;CABLE SHOE AL-CU 150mm2 | ZM0312 | BH | PRE-MEMORY | 0 | 0 | 0 | 0 | 1001 | HAR-Switchgear&Jaringan
7400 | UIW Sulselrabar | 7428 | PLN UP3 Makassar Selatan | 2560 | Gd Ry Takalar | ZST1 | PLN Stock Materials | 000000003120126 | CABLE PWR ACC;CABLE SHOE AL 35mm2 | ZM0312 | BH | NORMAL | 0 | 0 | 0 | 0 | 1001 | HAR-Switchgear&Jaringan
7400 | UIW Sulselrabar | 7428 | PLN UP3 Makassar Selatan | 2560 | Gd Ry Takalar | ZST1 | PLN Stock Materials | 000000003120142 | CABLE PWR ACC;WEDGE CLAMP 2x(6-16)mm | ZM0312 | BH | NORMAL | 0 | 0 | 0 | 0 | 1001 | HAR-Switchgear&Jaringan
7400 | UIW Sulselrabar | 7428 | PLN UP3 Makassar Selatan | 2560 | Gd Ry Takalar | ZST1 | PLN Stock Materials | 000000003120154 | CABLE PWR ACC;CABLE SHOE AL-CU 1H 35mm2 | ZM0312 | BH | NORMAL | 0 | 0 | 0 | 0 | 1001 | HAR-Switchgear&Jaringan
7400 | UIW Sulselrabar | 7428 | PLN UP3 Makassar Selatan | 2560 | Gd Ry Takalar | ZST1 | PLN Stock Materials | 000000003120156 | CABLE PWR ACC;CABLE SHOE AL-CU 1H 70mm2 | ZM0312 | BH | PRE-MEMORY | 0 | 0 | 0 | 0 | 1001 | HAR-Switchgear&Jaringan
7400 | UIW Sulselrabar | 7428 | PLN UP3 Makassar Selatan | 2560 | Gd Ry Takalar | ZST1 | PLN Stock Materials | 000000003120156 | CABLE PWR ACC;CABLE SHOE AL-CU 1H 70mm2 | ZM0312 | BH | NORMAL | 50 | 0 | 0 | 0 | 1001 | HAR-Switchgear&Jaringan
7400 | UIW Sulselrabar | 7428 | PLN UP3 Makassar Selatan | 2560 | Gd Ry Takalar | ZST1 | PLN Stock Materials | 000000003120157 | CABLE PWR ACC;CABLE SHOE AL-CU 1H 95mm2 | ZM0312 | BH | NORMAL | 0 | 0 | 0 | 0 | 1001 | HAR-Switchgear&Jaringan
7400 | UIW Sulselrabar | 7428 | PLN UP3 Makassar Selatan | 2560 | Gd Ry Takalar | ZST1 | PLN Stock Materials | 000000003120159 | CABLE PWR ACC;CABLE SHOE AL-CU 1H 150mm2 | ZM0312 | BH | NORMAL | 7 | 0 | 0 | 0 | 1001 | HAR-Switchgear&Jaringan
7400 | UIW Sulselrabar | 7428 | PLN UP3 Makassar Selatan | 2560 | Gd Ry Takalar | ZST1 | PLN Stock Materials | 000000003120227 | CABLE PWR ACC;CABLE SHOE CU ID 1H 50mm2 | ZM0312 | BH | NORMAL | 0 | 0 | 0 | 0 | 1001 | HAR-Switchgear&Jaringan
7400 | UIW Sulselrabar | 7428 | PLN UP3 Makassar Selatan | 2560 | Gd Ry Takalar | ZST1 | PLN Stock Materials | 000000003120228 | CABLE PWR ACC;CABLE SHOE CU ID 1H 70mm2 | ZM0312 | BH | NORMAL | 58 | 0 | 0 | 0 | 1001 | HAR-Switchgear&Jaringan
7400 | UIW Sulselrabar | 7428 | PLN UP3 Makassar Selatan | 2560 | Gd Ry Takalar | ZST1 | PLN Stock Materials | 000000003120229 | CABLE PWR ACC;CABLE SHOE CU ID 1H 95mm2 | ZM0312 | BH | NORMAL | 8 | 0 | 0 | 0 | 1001 | HAR-Switchgear&Jaringan
7400 | UIW Sulselrabar | 7428 | PLN UP3 Makassar Selatan | 2560 | Gd Ry Takalar | ZST1 | PLN Stock Materials | 000000003120231 | CABLE PWR ACC;CABLE SHOE CU ID 1H 150mm2 | ZM0312 | BH | PRE-MEMORY | 0 | 0 | 0 | 0 | 1001 | HAR-Switchgear&Jaringan
7400 | UIW Sulselrabar | 7428 | PLN UP3 Makassar Selatan | 2560 | Gd Ry Takalar | ZST1 | PLN Stock Materials | 000000003120231 | CABLE PWR ACC;CABLE SHOE CU ID 1H 150mm2 | ZM0312 | BH | NORMAL | 20 | 0 | 0 | 0 | 1001 | HAR-Switchgear&Jaringan
7400 | UIW Sulselrabar | 7428 | PLN UP3 Makassar Selatan | 2560 | Gd Ry Takalar | ZST1 | PLN Stock Materials | 000000003120314 | CABLE PWR ACC;SERVICE WC 6-25/6-25mm2 | ZM0312 | BH | NORMAL | 0 | 0 | 0 | 0 | 1001 | HAR-Switchgear&Jaringan
7400 | UIW Sulselrabar | 7428 | PLN UP3 Makassar Selatan | 2560 | Gd Ry Takalar | ZST1 | PLN Stock Materials | 000000003120348 | CABLE PWR ACC;HEATSHRINK 70mm | ZM0312 | BH | NORMAL | 0 | 0 | 0 | 0 | 1001 | HAR-Switchgear&Jaringan
7400 | UIW Sulselrabar | 7428 | PLN UP3 Makassar Selatan | 2560 | Gd Ry Takalar | ZST1 | PLN Stock Materials | 000000003120394 | CABLE PWR ACC;CABLE SHOE CU 300mm2 | ZM0312 | BH | NORMAL | 0 | 0 | 0 | 0 | 1001 | HAR-Switchgear&Jaringan
7400 | UIW Sulselrabar | 7428 | PLN UP3 Makassar Selatan | 2560 | Gd Ry Takalar | ZST1 | PLN Stock Materials | 000000003120428 | CABLE PWR ACC;DEAD END ASSY FIXED50-70mm | ZM0312 | SET | NORMAL | 0 | 0 | 0 | 0 | 1001 | HAR-Switchgear&Jaringan
7400 | UIW Sulselrabar | 7428 | PLN UP3 Makassar Selatan | 2560 | Gd Ry Takalar | ZST1 | PLN Stock Materials | 000000003120486 | CABLE PWR ACC;SUSPENSION ASSY 25-70mm | ZM0312 | BH | NORMAL | 0 | 0 | 0 | 0 | 1001 | HAR-Switchgear&Jaringan
7400 | UIW Sulselrabar | 7428 | PLN UP3 Makassar Selatan | 2560 | Gd Ry Takalar | ZST1 | PLN Stock Materials | 000000003120530 | CABLE PWR ACC;WEDGE CLAMP 2/4x6-25mm2 | ZM0312 | BH | NORMAL | 0 | 0 | 0 | 0 | 1001 | HAR-Switchgear&Jaringan
7400 | UIW Sulselrabar | 7428 | PLN UP3 Makassar Selatan | 2560 | Gd Ry Takalar | ZST1 | PLN Stock Materials | 000000003190002 | CUT OUT;20kV;6-100A;10kA;125kV | ZM0319 | BH | NORMAL | 0 | 0 | 0 | 0 | 1001 | HAR-Switchgear&Jaringan
7400 | UIW Sulselrabar | 7428 | PLN UP3 Makassar Selatan | 2560 | Gd Ry Takalar | ZST1 | PLN Stock Materials | 000000003190018 | CUT OUT;24kV;6-100A;12kA;POLYMER-125kV | ZM0319 | BH | PRE-MEMORY | 0 | 0 | 0 | 0 | 1001 | HAR-Switchgear&Jaringan
7400 | UIW Sulselrabar | 7428 | PLN UP3 Makassar Selatan | 2560 | Gd Ry Takalar | ZST1 | PLN Stock Materials | 000000003190018 | CUT OUT;24kV;6-100A;12kA;POLYMER-125kV | ZM0319 | BH | NORMAL | 0 | 0 | 0 | 0 | 1001 | HAR-Switchgear&Jaringan
7400 | UIW Sulselrabar | 7428 | PLN UP3 Makassar Selatan | 2560 | Gd Ry Takalar | ZST1 | PLN Stock Materials | 000000003190019 | CUT OUT;24KV;100A;;POLYMER | ZM0319 | BH | NORMAL | 0 | 0 | 0 | 0 | 1001 | HAR-Switchgear&Jaringan
7400 | UIW Sulselrabar | 7428 | PLN UP3 Makassar Selatan | 2560 | Gd Ry Takalar | ZST1 | PLN Stock Materials | 000000003200002 | CUT OUT ACC;FUSE LINK 20kV 10A | ZM0320 | BH | PRE-MEMORY | 0 | 0 | 0 | 0 | 1001 | HAR-Switchgear&Jaringan
7400 | UIW Sulselrabar | 7428 | PLN UP3 Makassar Selatan | 2560 | Gd Ry Takalar | ZST1 | PLN Stock Materials | 000000003200002 | CUT OUT ACC;FUSE LINK 20kV 10A | ZM0320 | BH | NORMAL | 32 | 0 | 0 | 0 | 1001 | HAR-Switchgear&Jaringan
7400 | UIW Sulselrabar | 7428 | PLN UP3 Makassar Selatan | 2560 | Gd Ry Takalar | ZST1 | PLN Stock Materials | 000000003200003 | CUT OUT ACC;FUSE LINK 20kV 12A | ZM0320 | BH | PRE-MEMORY | 0 | 0 | 0 | 0 | 1001 | HAR-Switchgear&Jaringan
7400 | UIW Sulselrabar | 7428 | PLN UP3 Makassar Selatan | 2560 | Gd Ry Takalar | ZST1 | PLN Stock Materials | 000000003200004 | CUT OUT ACC;FUSE LINK 20kV 15A | ZM0320 | BH | PRE-MEMORY | 0 | 0 | 0 | 0 | 1001 | HAR-Switchgear&Jaringan
7400 | UIW Sulselrabar | 7428 | PLN UP3 Makassar Selatan | 2560 | Gd Ry Takalar | ZST1 | PLN Stock Materials | 000000003200004 | CUT OUT ACC;FUSE LINK 20kV 15A | ZM0320 | BH | NORMAL | 27 | 0 | 0 | 0 | 1001 | HAR-Switchgear&Jaringan
7400 | UIW Sulselrabar | 7428 | PLN UP3 Makassar Selatan | 2560 | Gd Ry Takalar | ZST1 | PLN Stock Materials | 000000003200005 | CUT OUT ACC;FUSE LINK 20kV 20A | ZM0320 | BH | PRE-MEMORY | 0 | 0 | 0 | 0 | 1001 | HAR-Switchgear&Jaringan
7400 | UIW Sulselrabar | 7428 | PLN UP3 Makassar Selatan | 2560 | Gd Ry Takalar | ZST1 | PLN Stock Materials | 000000003200005 | CUT OUT ACC;FUSE LINK 20kV 20A | ZM0320 | BH | NORMAL | 0 | 0 | 0 | 0 | 1001 | HAR-Switchgear&Jaringan
7400 | UIW Sulselrabar | 7428 | PLN UP3 Makassar Selatan | 2560 | Gd Ry Takalar | ZST1 | PLN Stock Materials | 000000003200007 | CUT OUT ACC;FUSE LINK 20kV 25A | ZM0320 | BH | PRE-MEMORY | 0 | 0 | 0 | 0 | 1001 | HAR-Switchgear&Jaringan
7400 | UIW Sulselrabar | 7428 | PLN UP3 Makassar Selatan | 2560 | Gd Ry Takalar | ZST1 | PLN Stock Materials | 000000003200007 | CUT OUT ACC;FUSE LINK 20kV 25A | ZM0320 | BH | NORMAL | 0 | 0 | 0 | 0 | 1001 | HAR-Switchgear&Jaringan
7400 | UIW Sulselrabar | 7428 | PLN UP3 Makassar Selatan | 2560 | Gd Ry Takalar | ZST1 | PLN Stock Materials | 000000003200008 | CUT OUT ACC;FUSE LINK 20kV 2A | ZM0320 | BH | PRE-MEMORY | 0 | 0 | 0 | 0 | 1001 | HAR-Switchgear&Jaringan
7400 | UIW Sulselrabar | 7428 | PLN UP3 Makassar Selatan | 2560 | Gd Ry Takalar | ZST1 | PLN Stock Materials | 000000003200008 | CUT OUT ACC;FUSE LINK 20kV 2A | ZM0320 | BH | NORMAL | 70 | 0 | 0 | 0 | 1001 | HAR-Switchgear&Jaringan
7400 | UIW Sulselrabar | 7428 | PLN UP3 Makassar Selatan | 2560 | Gd Ry Takalar | ZST1 | PLN Stock Materials | 000000003200009 | CUT OUT ACC;FUSE LINK 20kV 30A | ZM0320 | BH | NORMAL | 0 | 0 | 0 | 0 | 1001 | HAR-Switchgear&Jaringan
7400 | UIW Sulselrabar | 7428 | PLN UP3 Makassar Selatan | 2560 | Gd Ry Takalar | ZST1 | PLN Stock Materials | 000000003200010 | CUT OUT ACC;FUSE LINK 20kV 3A | ZM0320 | BH | PRE-MEMORY | 0 | 0 | 0 | 0 | 1001 | HAR-Switchgear&Jaringan
7400 | UIW Sulselrabar | 7428 | PLN UP3 Makassar Selatan | 2560 | Gd Ry Takalar | ZST1 | PLN Stock Materials | 000000003200010 | CUT OUT ACC;FUSE LINK 20kV 3A | ZM0320 | BH | NORMAL | 3 | 0 | 0 | 0 | 1001 | HAR-Switchgear&Jaringan
7400 | UIW Sulselrabar | 7428 | PLN UP3 Makassar Selatan | 2560 | Gd Ry Takalar | ZST1 | PLN Stock Materials | 000000003200015 | CUT OUT ACC;FUSE LINK 20kV 6A | ZM0320 | BH | PRE-MEMORY | 0 | 0 | 0 | 0 | 1001 | HAR-Switchgear&Jaringan
7400 | UIW Sulselrabar | 7428 | PLN UP3 Makassar Selatan | 2560 | Gd Ry Takalar | ZST1 | PLN Stock Materials | 000000003200015 | CUT OUT ACC;FUSE LINK 20kV 6A | ZM0320 | BH | NORMAL | 2 | 0 | 0 | 0 | 1001 | HAR-Switchgear&Jaringan
7400 | UIW Sulselrabar | 7428 | PLN UP3 Makassar Selatan | 2560 | Gd Ry Takalar | ZST1 | PLN Stock Materials | 000000003200017 | CUT OUT ACC;FUSE LINK 20kV 8A | ZM0320 | BH | PRE-MEMORY | 0 | 0 | 0 | 0 | 1001 | HAR-Switchgear&Jaringan
7400 | UIW Sulselrabar | 7428 | PLN UP3 Makassar Selatan | 2560 | Gd Ry Takalar | ZST1 | PLN Stock Materials | 000000003200017 | CUT OUT ACC;FUSE LINK 20kV 8A | ZM0320 | BH | NORMAL | 0 | 0 | 0 | 0 | 1001 | HAR-Switchgear&Jaringan
7400 | UIW Sulselrabar | 7428 | PLN UP3 Makassar Selatan | 2560 | Gd Ry Takalar | ZST1 | PLN Stock Materials | 000000003200018 | CUT OUT ACC;FUSE LINK 20kV 5A | ZM0320 | BH | PRE-MEMORY | 0 | 0 | 0 | 0 | 1001 | HAR-Switchgear&Jaringan
7400 | UIW Sulselrabar | 7428 | PLN UP3 Makassar Selatan | 2560 | Gd Ry Takalar | ZST1 | PLN Stock Materials | 000000003200018 | CUT OUT ACC;FUSE LINK 20kV 5A | ZM0320 | BH | NORMAL | 4 | 0 | 0 | 0 | 1001 | HAR-Switchgear&Jaringan
7400 | UIW Sulselrabar | 7428 | PLN UP3 Makassar Selatan | 2560 | Gd Ry Takalar | ZST1 | PLN Stock Materials | 000000003250012 | MCB;220/250V;1P;2A;50Hz; | ZM0325 | BH | NORMAL | 0 | 0 | 0 | 0 | 1003 | HAR-Alat Ukur
7400 | UIW Sulselrabar | 7428 | PLN UP3 Makassar Selatan | 2560 | Gd Ry Takalar | ZST1 | PLN Stock Materials | 000000003250023 | MCB;380/440V;3P;160A;50Hz;MCCB | ZM0325 | BH | NORMAL | 1 | 0 | 0 | 0 | 1003 | HAR-Alat Ukur
7400 | UIW Sulselrabar | 7428 | PLN UP3 Makassar Selatan | 2560 | Gd Ry Takalar | ZST1 | PLN Stock Materials | 000000003250026 | MCB;380/440V;3P;300A;50Hz;MCCB | ZM0325 | BH | NORMAL | 0 | 0 | 0 | 0 | 1003 | HAR-Alat Ukur
7400 | UIW Sulselrabar | 7428 | PLN UP3 Makassar Selatan | 2560 | Gd Ry Takalar | ZST1 | PLN Stock Materials | 000000003250032 | MCB;380/440V;3P;63A;50Hz;MCCB | ZM0325 | BH | NORMAL | 0 | 0 | 0 | 0 | 1003 | HAR-Alat Ukur
7400 | UIW Sulselrabar | 7428 | PLN UP3 Makassar Selatan | 2560 | Gd Ry Takalar | ZST1 | PLN Stock Materials | 000000003250034 | MCB;380/440V;3P;80A;50Hz;MCCB | ZM0325 | BH | NORMAL | 1 | 0 | 0 | 0 | 1003 | HAR-Alat Ukur
7400 | UIW Sulselrabar | 7428 | PLN UP3 Makassar Selatan | 2560 | Gd Ry Takalar | ZST1 | PLN Stock Materials | 000000003250046 | MCB;230/400V;1P;2A;50Hz; | ZM0325 | BH | PRE-MEMORY | 0 | 0 | 0 | 0 | 1003 | HAR-Alat Ukur
7400 | UIW Sulselrabar | 7428 | PLN UP3 Makassar Selatan | 2560 | Gd Ry Takalar | ZST1 | PLN Stock Materials | 000000003250046 | MCB;230/400V;1P;2A;50Hz; | ZM0325 | BH | NORMAL | 16 | 0 | 0 | 0 | 1003 | HAR-Alat Ukur
7400 | UIW Sulselrabar | 7428 | PLN UP3 Makassar Selatan | 2560 | Gd Ry Takalar | ZST1 | PLN Stock Materials | 000000003250048 | MCB;230/400V;1P;4A;50Hz; | ZM0325 | BH | PRE-MEMORY | 0 | 0 | 0 | 0 | 1003 | HAR-Alat Ukur
7400 | UIW Sulselrabar | 7428 | PLN UP3 Makassar Selatan | 2560 | Gd Ry Takalar | ZST1 | PLN Stock Materials | 000000003250048 | MCB;230/400V;1P;4A;50Hz; | ZM0325 | BH | NORMAL | 258 | 0 | 0 | 0 | 1003 | HAR-Alat Ukur
7400 | UIW Sulselrabar | 7428 | PLN UP3 Makassar Selatan | 2560 | Gd Ry Takalar | ZST1 | PLN Stock Materials | 000000003250050 | MCB;230/400V;1P;6A;50Hz; | ZM0325 | BH | PRE-MEMORY | 0 | 0 | 0 | 0 | 1003 | HAR-Alat Ukur
7400 | UIW Sulselrabar | 7428 | PLN UP3 Makassar Selatan | 2560 | Gd Ry Takalar | ZST1 | PLN Stock Materials | 000000003250050 | MCB;230/400V;1P;6A;50Hz; | ZM0325 | BH | NORMAL | 17 | 0 | 0 | 0 | 1003 | HAR-Alat Ukur
7400 | UIW Sulselrabar | 7428 | PLN UP3 Makassar Selatan | 2560 | Gd Ry Takalar | ZST1 | PLN Stock Materials | 000000003250052 | MCB;230/400V;1P;10A;50Hz; | ZM0325 | BH | PRE-MEMORY | 0 | 0 | 0 | 0 | 1003 | HAR-Alat Ukur
7400 | UIW Sulselrabar | 7428 | PLN UP3 Makassar Selatan | 2560 | Gd Ry Takalar | ZST1 | PLN Stock Materials | 000000003250052 | MCB;230/400V;1P;10A;50Hz; | ZM0325 | BH | NORMAL | 50 | 0 | 0 | 0 | 1003 | HAR-Alat Ukur
7400 | UIW Sulselrabar | 7428 | PLN UP3 Makassar Selatan | 2560 | Gd Ry Takalar | ZST1 | PLN Stock Materials | 000000003250054 | MCB;230/400V;1P;16A;50Hz; | ZM0325 | BH | PRE-MEMORY | 0 | 0 | 0 | 0 | 1003 | HAR-Alat Ukur
7400 | UIW Sulselrabar | 7428 | PLN UP3 Makassar Selatan | 2560 | Gd Ry Takalar | ZST1 | PLN Stock Materials | 000000003250054 | MCB;230/400V;1P;16A;50Hz; | ZM0325 | BH | NORMAL | 183 | 0 | 0 | 0 | 1003 | HAR-Alat Ukur
7400 | UIW Sulselrabar | 7428 | PLN UP3 Makassar Selatan | 2560 | Gd Ry Takalar | ZST1 | PLN Stock Materials | 000000003250056 | MCB;230/400V;1P;20A;50Hz; | ZM0325 | BH | PRE-MEMORY | 0 | 0 | 0 | 0 | 1003 | HAR-Alat Ukur
7400 | UIW Sulselrabar | 7428 | PLN UP3 Makassar Selatan | 2560 | Gd Ry Takalar | ZST1 | PLN Stock Materials | 000000003250056 | MCB;230/400V;1P;20A;50Hz; | ZM0325 | BH | NORMAL | 7 | 0 | 0 | 0 | 1003 | HAR-Alat Ukur
7400 | UIW Sulselrabar | 7428 | PLN UP3 Makassar Selatan | 2560 | Gd Ry Takalar | ZST1 | PLN Stock Materials | 000000003250058 | MCB;230/400V;1P;25A;50Hz; | ZM0325 | BH | PRE-MEMORY | 0 | 0 | 0 | 0 | 1003 | HAR-Alat Ukur
7400 | UIW Sulselrabar | 7428 | PLN UP3 Makassar Selatan | 2560 | Gd Ry Takalar | ZST1 | PLN Stock Materials | 000000003250058 | MCB;230/400V;1P;25A;50Hz; | ZM0325 | BH | NORMAL | 0 | 0 | 0 | 0 | 1003 | HAR-Alat Ukur
7400 | UIW Sulselrabar | 7428 | PLN UP3 Makassar Selatan | 2560 | Gd Ry Takalar | ZST1 | PLN Stock Materials | 000000003250059 | MCB;230/400V;1P;35A;50Hz; | ZM0325 | BH | PRE-MEMORY | 0 | 0 | 0 | 0 | 1003 | HAR-Alat Ukur
7400 | UIW Sulselrabar | 7428 | PLN UP3 Makassar Selatan | 2560 | Gd Ry Takalar | ZST1 | PLN Stock Materials | 000000003250059 | MCB;230/400V;1P;35A;50Hz; | ZM0325 | BH | NORMAL | 306 | 0 | 0 | 0 | 1003 | HAR-Alat Ukur
7400 | UIW Sulselrabar | 7428 | PLN UP3 Makassar Selatan | 2560 | Gd Ry Takalar | ZST1 | PLN Stock Materials | 000000003250060 | MCB;230/400V;1P;50A;50Hz; | ZM0325 | BH | PRE-MEMORY | 0 | 0 | 0 | 0 | 1003 | HAR-Alat Ukur
7400 | UIW Sulselrabar | 7428 | PLN UP3 Makassar Selatan | 2560 | Gd Ry Takalar | ZST1 | PLN Stock Materials | 000000003250060 | MCB;230/400V;1P;50A;50Hz; | ZM0325 | BH | NORMAL | 0 | 0 | 0 | 0 | 1003 | HAR-Alat Ukur
7400 | UIW Sulselrabar | 7428 | PLN UP3 Makassar Selatan | 2560 | Gd Ry Takalar | ZST1 | PLN Stock Materials | 000000003250063 | MCB;380/440V;3P;100A;50HZ;MCCB | ZM0325 | BH | NORMAL | 2 | 0 | 0 | 0 | 1003 | HAR-Alat Ukur
7400 | UIW Sulselrabar | 7428 | PLN UP3 Makassar Selatan | 2560 | Gd Ry Takalar | ZST1 | PLN Stock Materials | 000000003250064 | MCB;380/440V;3P;125A;50HZ;MCCB | ZM0325 | BH | NORMAL | 2 | 0 | 0 | 0 | 1003 | HAR-Alat Ukur
7400 | UIW Sulselrabar | 7428 | PLN UP3 Makassar Selatan | 2560 | Gd Ry Takalar | ZST1 | PLN Stock Materials | 000000003250076 | MCB;230/400V;3P;200A;50Hz;MCCB | ZM0325 | BH | NORMAL | 0 | 0 | 0 | 0 | 1003 | HAR-Alat Ukur
7400 | UIW Sulselrabar | 7428 | PLN UP3 Makassar Selatan | 2560 | Gd Ry Takalar | ZST1 | PLN Stock Materials | 000000003250077 | MCB;230/400V;3P;225A;50Hz;MCCB | ZM0325 | BH | NORMAL | 2 | 0 | 0 | 0 | 1003 | HAR-Alat Ukur
7400 | UIW Sulselrabar | 7428 | PLN UP3 Makassar Selatan | 2560 | Gd Ry Takalar | ZST1 | PLN Stock Materials | 000000003250078 | MCB;230/400V;3P;250A;50Hz;MCCB | ZM0325 | BH | NORMAL | 2 | 0 | 0 | 0 | 1003 | HAR-Alat Ukur
7400 | UIW Sulselrabar | 7428 | PLN UP3 Makassar Selatan | 2560 | Gd Ry Takalar | ZST1 | PLN Stock Materials | 000000003250097 | MCB;230/400V;3P;10A;50Hz; | ZM0325 | BH | NORMAL | 0 | 0 | 0 | 0 | 1003 | HAR-Alat Ukur
7400 | UIW Sulselrabar | 7428 | PLN UP3 Makassar Selatan | 2560 | Gd Ry Takalar | ZST1 | PLN Stock Materials | 000000003250099 | MCB;230/400V;3P;16A;50Hz; | ZM0325 | BH | PRE-MEMORY | 0 | 0 | 0 | 0 | 1003 | HAR-Alat Ukur
7400 | UIW Sulselrabar | 7428 | PLN UP3 Makassar Selatan | 2560 | Gd Ry Takalar | ZST1 | PLN Stock Materials | 000000003250099 | MCB;230/400V;3P;16A;50Hz; | ZM0325 | BH | NORMAL | 10 | 0 | 0 | 0 | 1003 | HAR-Alat Ukur
7400 | UIW Sulselrabar | 7428 | PLN UP3 Makassar Selatan | 2560 | Gd Ry Takalar | ZST1 | PLN Stock Materials | 000000003250100 | MCB;230/400V;3P;20A;50Hz; | ZM0325 | BH | NORMAL | 0 | 0 | 0 | 0 | 1003 | HAR-Alat Ukur
7400 | UIW Sulselrabar | 7428 | PLN UP3 Makassar Selatan | 2560 | Gd Ry Takalar | ZST1 | PLN Stock Materials | 000000003250102 | MCB;230/400V;3P;25A;50Hz; | ZM0325 | BH | PRE-MEMORY | 0 | 0 | 0 | 0 | 1003 | HAR-Alat Ukur
7400 | UIW Sulselrabar | 7428 | PLN UP3 Makassar Selatan | 2560 | Gd Ry Takalar | ZST1 | PLN Stock Materials | 000000003250102 | MCB;230/400V;3P;25A;50Hz; | ZM0325 | BH | NORMAL | 0 | 0 | 0 | 0 | 1003 | HAR-Alat Ukur
7400 | UIW Sulselrabar | 7428 | PLN UP3 Makassar Selatan | 2560 | Gd Ry Takalar | ZST1 | PLN Stock Materials | 000000003250103 | MCB;230/400V;3P;35A;50Hz; | ZM0325 | BH | NORMAL | 0 | 0 | 0 | 0 | 1003 | HAR-Alat Ukur
7400 | UIW Sulselrabar | 7428 | PLN UP3 Makassar Selatan | 2560 | Gd Ry Takalar | ZST1 | PLN Stock Materials | 000000003250104 | MCB;230/400V;3P;50A;50Hz; | ZM0325 | BH | PRE-MEMORY | 0 | 0 | 0 | 0 | 1003 | HAR-Alat Ukur
7400 | UIW Sulselrabar | 7428 | PLN UP3 Makassar Selatan | 2560 | Gd Ry Takalar | ZST1 | PLN Stock Materials | 000000003250291 | MCB;230/400V;3P;50A;50HZ;MCCB+SHUNTTRIP | ZM0325 | BH | NORMAL | 0 | 0 | 0 | 0 | 1003 | HAR-Alat Ukur
7400 | UIW Sulselrabar | 7428 | PLN UP3 Makassar Selatan | 2560 | Gd Ry Takalar | ZST1 | PLN Stock Materials | 000000003250301 | MCB;230/415V;3P;100A;50Hz;MCCB+SHUNTTRIP | ZM0325 | BH | NORMAL | 0 | 0 | 0 | 0 | 1003 | HAR-Alat Ukur
7400 | UIW Sulselrabar | 7428 | PLN UP3 Makassar Selatan | 2560 | Gd Ry Takalar | ZST1 | PLN Stock Materials | 000000003250314 | MCB;230/400V;3P;16A;50HZ;MCCB+SHUNTTRIP | ZM0325 | BH | NORMAL | 0 | 0 | 0 | 0 | 1003 | HAR-Alat Ukur
7400 | UIW Sulselrabar | 7428 | PLN UP3 Makassar Selatan | 2560 | Gd Ry Takalar | ZST1 | PLN Stock Materials | 000000003260018 | LVSB;DIST;3P;380V;630A;4LINE;OD | ZM0326 | SET | NORMAL | 0 | 0 | 0 | 0 | 1001 | HAR-Switchgear&Jaringan
7400 | UIW Sulselrabar | 7428 | PLN UP3 Makassar Selatan | 2560 | Gd Ry Takalar | ZST1 | PLN Stock Materials | 000000003260024 | LVSB;DIST;3P;380V;400A;2LINE;OD | ZM0326 | SET | NORMAL | 0 | 0 | 0 | 0 | 1001 | HAR-Switchgear&Jaringan
7400 | UIW Sulselrabar | 7428 | PLN UP3 Makassar Selatan | 2560 | Gd Ry Takalar | ZST1 | PLN Stock Materials | 000000003260027 | LVSB;DIST;3P;380V;250A;2LINE;OD | ZM0326 | U | PRE-MEMORY | 0 | 0 | 0 | 0 | 1001 | HAR-Switchgear&Jaringan
7400 | UIW Sulselrabar | 7428 | PLN UP3 Makassar Selatan | 2560 | Gd Ry Takalar | ZST1 | PLN Stock Materials | 000000003260027 | LVSB;DIST;3P;380V;250A;2LINE;OD | ZM0326 | U | NORMAL | 0 | 0 | 0 | 0 | 1001 | HAR-Switchgear&Jaringan
7400 | UIW Sulselrabar | 7428 | PLN UP3 Makassar Selatan | 2560 | Gd Ry Takalar | ZST1 | PLN Stock Materials | 000000003260157 | LVSB;DIST;1P;380V;250A;2LINE;OD | ZM0326 | SET | NORMAL | 0 | 0 | 0 | 0 | 1001 | HAR-Switchgear&Jaringan
7400 | UIW Sulselrabar | 7428 | PLN UP3 Makassar Selatan | 2560 | Gd Ry Takalar | ZST1 | PLN Stock Materials | 000000003260161 | LVSB;DIST;3P;400V;250A;2LINE;OD | ZM0326 | SET | PRE-MEMORY | 0 | 0 | 0 | 0 | 1001 | HAR-Switchgear&Jaringan
7400 | UIW Sulselrabar | 7428 | PLN UP3 Makassar Selatan | 2560 | Gd Ry Takalar | ZST1 | PLN Stock Materials | 000000003260161 | LVSB;DIST;3P;400V;250A;2LINE;OD | ZM0326 | SET | NORMAL | 0 | 0 | 0 | 0 | 1001 | HAR-Switchgear&Jaringan
7400 | UIW Sulselrabar | 7428 | PLN UP3 Makassar Selatan | 2560 | Gd Ry Takalar | ZST1 | PLN Stock Materials | 000000003260237 | LVSB;DIST;3P;400V;400A;2LINE;OD | ZM0326 | SET | NORMAL | 3 | 0 | 0 | 0 | 1001 | HAR-Switchgear&Jaringan
7400 | UIW Sulselrabar | 7428 | PLN UP3 Makassar Selatan | 2560 | Gd Ry Takalar | ZST1 | PLN Stock Materials | 000000003270029 | LVSB ACC;FUSE HOLDER 400A | ZM0327 | BH | NORMAL | 0 | 0 | 0 | 0 | 1001 | HAR-Switchgear&Jaringan
7400 | UIW Sulselrabar | 7428 | PLN UP3 Makassar Selatan | 2560 | Gd Ry Takalar | ZST1 | PLN Stock Materials | 000000003270063 | LVSB ACC;FUSE HOLDER 250A | ZM0327 | BH | NORMAL | 0 | 0 | 0 | 0 | 1001 | HAR-Switchgear&Jaringan
7400 | UIW Sulselrabar | 7428 | PLN UP3 Makassar Selatan | 2560 | Gd Ry Takalar | ZST1 | PLN Stock Materials | 000000003270170 | LVSB ACC;FUSE HOLDER 630A | ZM0327 | BH | NORMAL | 0 | 0 | 0 | 0 | 1001 | HAR-Switchgear&Jaringan
7400 | UIW Sulselrabar | 7428 | PLN UP3 Makassar Selatan | 2560 | Gd Ry Takalar | ZST1 | PLN Stock Materials | 000000003280010 | CONN;;PG W TO W;AL;D35.75-35.75mm2;BOLT | ZM0328 | BH | NORMAL | 0 | 0 | 0 | 0 | 1001 | HAR-Switchgear&Jaringan
7400 | UIW Sulselrabar | 7428 | PLN UP3 Makassar Selatan | 2560 | Gd Ry Takalar | ZST1 | PLN Stock Materials | 000000003280095 | CONN;20kV;H;AL;50-70mm2;PRS; | ZM0328 | BH | NORMAL | 0 | 0 | 0 | 0 | 1001 | HAR-Switchgear&Jaringan
7400 | UIW Sulselrabar | 7428 | PLN UP3 Makassar Selatan | 2560 | Gd Ry Takalar | ZST1 | PLN Stock Materials | 000000003280139 | CONN;20kV;H;AL;70-70/70-70mm2;PRS; | ZM0328 | BH | PRE-MEMORY | 0 | 0 | 0 | 0 | 1001 | HAR-Switchgear&Jaringan
7400 | UIW Sulselrabar | 7428 | PLN UP3 Makassar Selatan | 2560 | Gd Ry Takalar | ZST1 | PLN Stock Materials | 000000003280139 | CONN;20kV;H;AL;70-70/70-70mm2;PRS; | ZM0328 | BH | NORMAL | 0 | 0 | 0 | 0 | 1001 | HAR-Switchgear&Jaringan
7400 | UIW Sulselrabar | 7428 | PLN UP3 Makassar Selatan | 2560 | Gd Ry Takalar | ZST1 | PLN Stock Materials | 000000003280151 | CONN;20kV;H;AL;35-70/35-70mm2;PRS; | ZM0328 | BH | NORMAL | 50 | 0 | 0 | 0 | 1001 | HAR-Switchgear&Jaringan
7400 | UIW Sulselrabar | 7428 | PLN UP3 Makassar Selatan | 2560 | Gd Ry Takalar | ZST1 | PLN Stock Materials | 000000003280162 | CONN;20kV;H;AL;35-70mm2;PRS; | ZM0328 | BH | PRE-MEMORY | 0 | 0 | 0 | 0 | 1001 | HAR-Switchgear&Jaringan
7400 | UIW Sulselrabar | 7428 | PLN UP3 Makassar Selatan | 2560 | Gd Ry Takalar | ZST1 | PLN Stock Materials | 000000003280162 | CONN;20kV;H;AL;35-70mm2;PRS; | ZM0328 | BH | NORMAL | 0 | 0 | 0 | 0 | 1001 | HAR-Switchgear&Jaringan
7400 | UIW Sulselrabar | 7428 | PLN UP3 Makassar Selatan | 2560 | Gd Ry Takalar | ZST1 | PLN Stock Materials | 000000003280185 | CONN;20kV;H;AL;150-150mm2;PRS; | ZM0328 | BH | NORMAL | 32 | 0 | 0 | 0 | 1001 | HAR-Switchgear&Jaringan
7400 | UIW Sulselrabar | 7428 | PLN UP3 Makassar Selatan | 2560 | Gd Ry Takalar | ZST1 | PLN Stock Materials | 000000003280337 | CONN;1kV;PIER;AL;6-25/35-70mm2;2BOLT;WP | ZM0328 | BH | PRE-MEMORY | 0 | 0 | 0 | 0 | 1001 | HAR-Switchgear&Jaringan
7400 | UIW Sulselrabar | 7428 | PLN UP3 Makassar Selatan | 2560 | Gd Ry Takalar | ZST1 | PLN Stock Materials | 000000003280337 | CONN;1kV;PIER;AL;6-25/35-70mm2;2BOLT;WP | ZM0328 | BH | NORMAL | 0 | 0 | 0 | 0 | 1001 | HAR-Switchgear&Jaringan
7400 | UIW Sulselrabar | 7428 | PLN UP3 Makassar Selatan | 2560 | Gd Ry Takalar | ZST1 | PLN Stock Materials | 000000003280384 | CONN;20kV;CCO;AL;70-150mm2;PRS | ZM0328 | BH | NORMAL | 0 | 0 | 0 | 0 | 1001 | HAR-Switchgear&Jaringan
7400 | UIW Sulselrabar | 7428 | PLN UP3 Makassar Selatan | 2560 | Gd Ry Takalar | ZST1 | PLN Stock Materials | 000000004120049 | BOX;APPIII;ST PLATE 2mm; | ZM0412 | BH | NORMAL | 0 | 0 | 0 | 0 | 1003 | HAR-Alat Ukur
7400 | UIW Sulselrabar | 7428 | PLN UP3 Makassar Selatan | 2560 | Gd Ry Takalar | ZST1 | PLN Stock Materials | 000000004120101 | BOX;MER TRIP MODEM MCCB CT TR 41,5KVA EN | ZM0412 | SET | NORMAL | 0 | 0 | 0 | 0 | 1003 | HAR-Alat Ukur
7400 | UIW Sulselrabar | 7428 | PLN UP3 Makassar Selatan | 2560 | Gd Ry Takalar | ZST1 | PLN Stock Materials | 000000004120102 | BOX;MER TRIP MODEM MCCB CT TR 53KVA | ZM0412 | SET | NORMAL | 0 | 0 | 0 | 0 | 1003 | HAR-Alat Ukur
7400 | UIW Sulselrabar | 7428 | PLN UP3 Makassar Selatan | 2560 | Gd Ry Takalar | ZST1 | PLN Stock Materials | 000000004120103 | BOX;MER TRIP MODEM MCCB CT TR 66KVA | ZM0412 | SET | NORMAL | 0 | 0 | 0 | 0 | 1003 | HAR-Alat Ukur
7400 | UIW Sulselrabar | 7428 | PLN UP3 Makassar Selatan | 2560 | Gd Ry Takalar | ZST1 | PLN Stock Materials | 000000004120104 | BOX;MER TRIP MODEM MCCB CT TR 82,5KVA | ZM0412 | SET | NORMAL | 0 | 0 | 0 | 0 | 1003 | HAR-Alat Ukur
7400 | UIW Sulselrabar | 7428 | PLN UP3 Makassar Selatan | 2560 | Gd Ry Takalar | ZST1 | PLN Stock Materials | 000000004120105 | BOX;MER TRIP MODEM MCCB CT TR 105KVA | ZM0412 | SET | NORMAL | 0 | 0 | 0 | 0 | 1003 | HAR-Alat Ukur
7400 | UIW Sulselrabar | 7428 | PLN UP3 Makassar Selatan | 2560 | Gd Ry Takalar | ZST1 | PLN Stock Materials | 000000004120108 | BOX;MER TRIP MODEM MCCB CT TR 164KVA | ZM0412 | SET | NORMAL | 0 | 0 | 0 | 0 | 1003 | HAR-Alat Ukur
7400 | UIW Sulselrabar | 7428 | PLN UP3 Makassar Selatan | 2560 | Gd Ry Takalar | ZST1 | PLN Stock Materials | 000000004120109 | BOX;MER TRIP MODEM MCCB CT TR 197KVA | ZM0412 | SET | NORMAL | 0 | 0 | 0 | 0 | 1003 | HAR-Alat Ukur
7400 | UIW Sulselrabar | 7428 | PLN UP3 Makassar Selatan | 2560 | Gd Ry Takalar | ZST1 | PLN Stock Materials | 000000004120121 | BOX;MER TRIP MODEM MCCB CT TR 23KVA | ZM0412 | SET | NORMAL | 0 | 0 | 0 | 0 | 1003 | HAR-Alat Ukur
7400 | UIW Sulselrabar | 7428 | PLN UP3 Makassar Selatan | 2560 | Gd Ry Takalar | ZST1 | PLN Stock Materials | 000000004120122 | BOX;MER TRIP MODEM MCCB CT TR 33KVA | ZM0412 | SET | NORMAL | 0 | 0 | 0 | 0 | 1003 | HAR-Alat Ukur
7400 | UIW Sulselrabar | 7428 | PLN UP3 Makassar Selatan | 2560 | Gd Ry Takalar | ZST1 | PLN Stock Materials | 000000004120284 | BOX;AMR COMBO;82,5KVA;+Shunt-Trip | ZM0412 | U | NORMAL | 0 | 0 | 0 | 0 | 1003 | HAR-Alat Ukur
7400 | UIW Sulselrabar | 7428 | PLN UP3 Makassar Selatan | 2560 | Gd Ry Takalar | ZST1 | PLN Stock Materials | 000000004120287 | BOX;AMR COMBO;164KVA;+Shunt-Trip | ZM0412 | U | NORMAL | 0 | 0 | 0 | 0 | 1003 | HAR-Alat Ukur
7400 | UIW Sulselrabar | 7428 | PLN UP3 Makassar Selatan | 2560 | Gd Ry Takalar | ZST1 | PLN Stock Materials | 000000004120306 | BOX;APPIII MCB 35A;STPLATE;645X400X200MM | ZM0412 | BH | NORMAL | 0 | 0 | 0 | 0 | 1003 | HAR-Alat Ukur
7400 | UIW Sulselrabar | 7428 | PLN UP3 Makassar Selatan | 2560 | Gd Ry Takalar | ZST1 | PLN Stock Materials | 000000004120325 | BOX;PANEL HOOK SPLU;PLAT 1.6MM; | ZM0412 | BH | NORMAL | 0 | 0 | 0 | 0 | 1005 | HAR-Persediaan Umum
7400 | UIW Sulselrabar | 7428 | PLN UP3 Makassar Selatan | 2560 | Gd Ry Takalar | ZST1 | PLN Stock Materials | 000000004120463 | BOX;KWH PJU MANDIRI;ST PLATE 2MM; | ZM0412 | SET | NORMAL | 4 | 0 | 0 | 0 | 1003 | HAR-Alat Ukur
7400 | UIW Sulselrabar | 7428 | PLN UP3 Makassar Selatan | 2560 | Gd Ry Takalar | ZST1 | PLN Stock Materials | 000000004170069 | CABLE CTRL ACC;LARGE ANGLE ASS 50-70mm | ZM0417 | BH | NORMAL | 10 | 0 | 0 | 0 | 1002 | HAR-Kabel
7400 | UIW Sulselrabar | 7428 | PLN UP3 Makassar Selatan | 2560 | Gd Ry Takalar | ZST1 | PLN Stock Materials | 000000004190256 | UNIV ACC;GROUND PIPE 1.5"X2.75M+BC 50 | ZM0419 | BTG | PRE-MEMORY | 0 | 0 | 0 | 0 | 1005 | HAR-Persediaan Umum
7400 | UIW Sulselrabar | 7428 | PLN UP3 Makassar Selatan | 2560 | Gd Ry Takalar | ZST1 | PLN Stock Materials | 000000004190256 | UNIV ACC;GROUND PIPE 1.5"X2.75M+BC 50 | ZM0419 | BTG | NORMAL | 0 | 0 | 0 | 0 | 1005 | HAR-Persediaan Umum
7400 | UIW Sulselrabar | 7428 | PLN UP3 Makassar Selatan | 2560 | Gd Ry Takalar | ZST1 | PLN Stock Materials | 000000004190277 | UNIV ACC;PIPE GALV 3"X3m | ZM0419 | BTG | NORMAL | 0 | 0 | 0 | 0 | 1005 | HAR-Persediaan Umum
7400 | UIW Sulselrabar | 7428 | PLN UP3 Makassar Selatan | 2560 | Gd Ry Takalar | ZST1 | PLN Stock Materials | 000000007011080 | TOOL M;INSULATING VARNISH RED SPRAY | ZM0701 | CAN | NORMAL | 0 | 0 | 0 | 0 | 1005 | HAR-Persediaan Umum
7400 | UIW Sulselrabar | 7428 | PLN UP3 Makassar Selatan | 2550 | Gd Ry Kalebajeng | ZST1 | PLN Stock Materials | 000000002030022 | DS;K;20kV;3P;630A;;;OD | ZM0203 | U | NORMAL | 0 | 0 | 0 | 0 | 1001 | HAR-Switchgear&Jaringan
7400 | UIW Sulselrabar | 7428 | PLN UP3 Makassar Selatan | 2550 | Gd Ry Kalebajeng | ZST1 | PLN Stock Materials | 000000002090018 | LA;20-24kV;K;10kA;PORC;;27kV | ZM0209 | BH | PRE-MEMORY | 0 | 0 | 0 | 0 | 1001 | HAR-Switchgear&Jaringan
7400 | UIW Sulselrabar | 7428 | PLN UP3 Makassar Selatan | 2550 | Gd Ry Kalebajeng | ZST1 | PLN Stock Materials | 000000002090032 | LA;20-24kV;K;10kA;POLYMER;; | ZM0209 | BH | PRE-MEMORY | 0 | 0 | 0 | 0 | 1001 | HAR-Switchgear&Jaringan
7400 | UIW Sulselrabar | 7428 | PLN UP3 Makassar Selatan | 2550 | Gd Ry Kalebajeng | ZST1 | PLN Stock Materials | 000000002090032 | LA;20-24kV;K;10kA;POLYMER;; | ZM0209 | BH | NORMAL | 1 | 0 | 0 | 0 | 1001 | HAR-Switchgear&Jaringan
7400 | UIW Sulselrabar | 7428 | PLN UP3 Makassar Selatan | 2550 | Gd Ry Kalebajeng | ZST1 | PLN Stock Materials | 000000002190045 | MTR;kWH M;;1P;230V;20-60A;2;;2W | ZM0219 | BH | PRE-MEMORY | 0 | 0 | 0 | 0 | 1003 | HAR-Alat Ukur
7400 | UIW Sulselrabar | 7428 | PLN UP3 Makassar Selatan | 2550 | Gd Ry Kalebajeng | ZST1 | PLN Stock Materials | 000000002190045 | MTR;kWH M;;1P;230V;20-60A;2;;2W | ZM0219 | BH | NORMAL | 0 | 0 | 0 | 0 | 1003 | HAR-Alat Ukur
7400 | UIW Sulselrabar | 7428 | PLN UP3 Makassar Selatan | 2550 | Gd Ry Kalebajeng | ZST1 | PLN Stock Materials | 000000002190058 | MTR;kWH M;;3P;220/380V;5-20A;2;ST;4W | ZM0219 | BH | PRE-MEMORY | 0 | 0 | 0 | 0 | 1003 | HAR-Alat Ukur
7400 | UIW Sulselrabar | 7428 | PLN UP3 Makassar Selatan | 2550 | Gd Ry Kalebajeng | ZST1 | PLN Stock Materials | 000000002190066 | MTR;kWH MCOM;;1P;230V;20-60A-50A;2;ST;2W | ZM0219 | BH | PRE-MEMORY | 0 | 0 | 0 | 0 | 1003 | HAR-Alat Ukur
7400 | UIW Sulselrabar | 7428 | PLN UP3 Makassar Selatan | 2550 | Gd Ry Kalebajeng | ZST1 | PLN Stock Materials | 000000002190096 | MTR;KWHMCOM;;1P;230V;5-20A MINMCB;2;ST; | ZM0219 | BH | PRE-MEMORY | 0 | 0 | 0 | 0 | 1003 | HAR-Alat Ukur
7400 | UIW Sulselrabar | 7428 | PLN UP3 Makassar Selatan | 2550 | Gd Ry Kalebajeng | ZST1 | PLN Stock Materials | 000000002190210 | MTR;kWH M;;3P;220/380V;5-20A;1;ST;4W | ZM0219 | BH | PRE-MEMORY | 0 | 0 | 0 | 0 | 1003 | HAR-Alat Ukur
7400 | UIW Sulselrabar | 7428 | PLN UP3 Makassar Selatan | 2550 | Gd Ry Kalebajeng | ZST1 | PLN Stock Materials | 000000002190210 | MTR;kWH M;;3P;220/380V;5-20A;1;ST;4W | ZM0219 | BH | NORMAL | 0 | 0 | 0 | 0 | 1003 | HAR-Alat Ukur
7400 | UIW Sulselrabar | 7428 | PLN UP3 Makassar Selatan | 2550 | Gd Ry Kalebajeng | ZST1 | PLN Stock Materials | 000000002190218 | MTR;kWH E;;3P;230/400V;5-80A;1;;4W | ZM0219 | BH | PRE-MEMORY | 0 | 0 | 0 | 0 | 1003 | HAR-Alat Ukur
7400 | UIW Sulselrabar | 7428 | PLN UP3 Makassar Selatan | 2550 | Gd Ry Kalebajeng | ZST1 | PLN Stock Materials | 000000002190218 | MTR;kWH E;;3P;230/400V;5-80A;1;;4W | ZM0219 | BH | NORMAL | 3 | 0 | 0 | 0 | 1003 | HAR-Alat Ukur
7400 | UIW Sulselrabar | 7428 | PLN UP3 Makassar Selatan | 2550 | Gd Ry Kalebajeng | ZST1 | PLN Stock Materials | 000000002190219 | MTR;kWH E;;3P;57.7/240V;5-10A;0.5;;4W | ZM0219 | BH | NORMAL | 0 | 0 | 0 | 0 | 1003 | HAR-Alat Ukur
7400 | UIW Sulselrabar | 7428 | PLN UP3 Makassar Selatan | 2550 | Gd Ry Kalebajeng | ZST1 | PLN Stock Materials | 000000002190222 | MTR;kWH ECOM;;1P;230V;5-40A MINMCB;1;; | ZM0219 | BH | PRE-MEMORY | 0 | 0 | 0 | 0 | 1003 | HAR-Alat Ukur
7400 | UIW Sulselrabar | 7428 | PLN UP3 Makassar Selatan | 2550 | Gd Ry Kalebajeng | ZST1 | PLN Stock Materials | 000000002190224 | MTR;kWH E-PR;;1P;230V;5-60A;1;;2W | ZM0219 | BH | PRE-MEMORY | 0 | 0 | 0 | 0 | 1003 | HAR-Alat Ukur
7400 | UIW Sulselrabar | 7428 | PLN UP3 Makassar Selatan | 2550 | Gd Ry Kalebajeng | ZST1 | PLN Stock Materials | 000000002190224 | MTR;kWH E-PR;;1P;230V;5-60A;1;;2W | ZM0219 | BH | NORMAL | 145 | 0 | 0 | 0 | 1003 | HAR-Alat Ukur
7400 | UIW Sulselrabar | 7428 | PLN UP3 Makassar Selatan | 2550 | Gd Ry Kalebajeng | ZST1 | PLN Stock Materials | 000000002190231 | MTR;kWH E;;1P;230V;5-40A;1;;2W | ZM0219 | BH | NORMAL | 81 | 0 | 0 | 0 | 1003 | HAR-Alat Ukur
7400 | UIW Sulselrabar | 7428 | PLN UP3 Makassar Selatan | 2550 | Gd Ry Kalebajeng | ZST1 | PLN Stock Materials | 000000002190331 | MTR;kWH M;;3P;230/400V;20-60A;2;ST;4W | ZM0219 | BH | PRE-MEMORY | 0 | 0 | 0 | 0 | 1003 | HAR-Alat Ukur
7400 | UIW Sulselrabar | 7428 | PLN UP3 Makassar Selatan | 2550 | Gd Ry Kalebajeng | ZST1 | PLN Stock Materials | 000000002190380 | MTR;kWH M;;1P;230V;5-40A;1;;2W | ZM0219 | BH | NORMAL | 0 | 0 | 0 | 0 | 1003 | HAR-Alat Ukur
7400 | UIW Sulselrabar | 7428 | PLN UP3 Makassar Selatan | 2550 | Gd Ry Kalebajeng | ZST1 | PLN Stock Materials | 000000002200004 | MTR ACC;SEGEL PLASTIC | ZM0220 | BH | NORMAL | 0 | 0 | 0 | 0 | 1003 | HAR-Alat Ukur
7400 | UIW Sulselrabar | 7428 | PLN UP3 Makassar Selatan | 2550 | Gd Ry Kalebajeng | ZST1 | PLN Stock Materials | 000000002200023 | MTR ACC;MODEM GSM/56KBPS | ZM0220 | BH | NORMAL | 0 | 0 | 0 | 0 | 1003 | HAR-Alat Ukur
7400 | UIW Sulselrabar | 7428 | PLN UP3 Makassar Selatan | 2550 | Gd Ry Kalebajeng | ZST1 | PLN Stock Materials | 000000002240024 | FUSE;380/220V;100A;SQUARE;1 | ZM0224 | BH | NORMAL | 42 | 0 | 0 | 0 | 1001 | HAR-Switchgear&Jaringan
7400 | UIW Sulselrabar | 7428 | PLN UP3 Makassar Selatan | 2550 | Gd Ry Kalebajeng | ZST1 | PLN Stock Materials | 000000002240029 | FUSE;380/220V;125A;SQUARE;1 | ZM0224 | BH | NORMAL | 39 | 0 | 0 | 0 | 1001 | HAR-Switchgear&Jaringan
7400 | UIW Sulselrabar | 7428 | PLN UP3 Makassar Selatan | 2550 | Gd Ry Kalebajeng | ZST1 | PLN Stock Materials | 000000002240044 | FUSE;380/220V;250A;SQUARE;1 | ZM0224 | BH | NORMAL | 0 | 0 | 0 | 0 | 1001 | HAR-Switchgear&Jaringan
7400 | UIW Sulselrabar | 7428 | PLN UP3 Makassar Selatan | 2550 | Gd Ry Kalebajeng | ZST1 | PLN Stock Materials | 000000002240049 | FUSE;380/220V;315A;SQUARE;2 | ZM0224 | BH | PRE-MEMORY | 0 | 0 | 0 | 0 | 1001 | HAR-Switchgear&Jaringan
7400 | UIW Sulselrabar | 7428 | PLN UP3 Makassar Selatan | 2550 | Gd Ry Kalebajeng | ZST1 | PLN Stock Materials | 000000002240049 | FUSE;380/220V;315A;SQUARE;2 | ZM0224 | BH | NORMAL | 18 | 0 | 0 | 0 | 1001 | HAR-Switchgear&Jaringan
7400 | UIW Sulselrabar | 7428 | PLN UP3 Makassar Selatan | 2550 | Gd Ry Kalebajeng | ZST1 | PLN Stock Materials | 000000002240067 | FUSE;380/220V;63A;SQUARE;1 | ZM0224 | BH | NORMAL | 9 | 0 | 0 | 0 | 1001 | HAR-Switchgear&Jaringan
7400 | UIW Sulselrabar | 7428 | PLN UP3 Makassar Selatan | 2550 | Gd Ry Kalebajeng | ZST1 | PLN Stock Materials | 000000002240072 | FUSE;380/220V;80A;SQUARE;1 | ZM0224 | BH | NORMAL | 17 | 0 | 0 | 0 | 1001 | HAR-Switchgear&Jaringan
7400 | UIW Sulselrabar | 7428 | PLN UP3 Makassar Selatan | 2550 | Gd Ry Kalebajeng | ZST1 | PLN Stock Materials | 000000002240113 | FUSE;380/220V;250A;SQUARE;2 | ZM0224 | BH | PRE-MEMORY | 0 | 0 | 0 | 0 | 1001 | HAR-Switchgear&Jaringan
7400 | UIW Sulselrabar | 7428 | PLN UP3 Makassar Selatan | 2550 | Gd Ry Kalebajeng | ZST1 | PLN Stock Materials | 000000002240113 | FUSE;380/220V;250A;SQUARE;2 | ZM0224 | BH | NORMAL | 26 | 0 | 0 | 0 | 1001 | HAR-Switchgear&Jaringan
7400 | UIW Sulselrabar | 7428 | PLN UP3 Makassar Selatan | 2550 | Gd Ry Kalebajeng | ZST1 | PLN Stock Materials | 000000002240118 | FUSE;380/220V;63A;SQUARE;2 | ZM0224 | BH | PRE-MEMORY | 0 | 0 | 0 | 0 | 1001 | HAR-Switchgear&Jaringan
7400 | UIW Sulselrabar | 7428 | PLN UP3 Makassar Selatan | 2550 | Gd Ry Kalebajeng | ZST1 | PLN Stock Materials | 000000002240118 | FUSE;380/220V;63A;SQUARE;2 | ZM0224 | BH | NORMAL | 0 | 0 | 0 | 0 | 1001 | HAR-Switchgear&Jaringan
7400 | UIW Sulselrabar | 7428 | PLN UP3 Makassar Selatan | 2550 | Gd Ry Kalebajeng | ZST1 | PLN Stock Materials | 000000002240119 | FUSE;380/220V;80A;SQUARE;2 | ZM0224 | BH | PRE-MEMORY | 0 | 0 | 0 | 0 | 1001 | HAR-Switchgear&Jaringan
7400 | UIW Sulselrabar | 7428 | PLN UP3 Makassar Selatan | 2550 | Gd Ry Kalebajeng | ZST1 | PLN Stock Materials | 000000002240119 | FUSE;380/220V;80A;SQUARE;2 | ZM0224 | BH | NORMAL | 0 | 0 | 0 | 0 | 1001 | HAR-Switchgear&Jaringan
7400 | UIW Sulselrabar | 7428 | PLN UP3 Makassar Selatan | 2550 | Gd Ry Kalebajeng | ZST1 | PLN Stock Materials | 000000002240120 | FUSE;380/220V;100A;SQUARE;2 | ZM0224 | BH | PRE-MEMORY | 0 | 0 | 0 | 0 | 1001 | HAR-Switchgear&Jaringan
7400 | UIW Sulselrabar | 7428 | PLN UP3 Makassar Selatan | 2550 | Gd Ry Kalebajeng | ZST1 | PLN Stock Materials | 000000002240120 | FUSE;380/220V;100A;SQUARE;2 | ZM0224 | BH | NORMAL | 0 | 0 | 0 | 0 | 1001 | HAR-Switchgear&Jaringan
7400 | UIW Sulselrabar | 7428 | PLN UP3 Makassar Selatan | 2550 | Gd Ry Kalebajeng | ZST1 | PLN Stock Materials | 000000002240121 | FUSE;380/220V;125A;SQUARE;2 | ZM0224 | BH | PRE-MEMORY | 0 | 0 | 0 | 0 | 1001 | HAR-Switchgear&Jaringan
7400 | UIW Sulselrabar | 7428 | PLN UP3 Makassar Selatan | 2550 | Gd Ry Kalebajeng | ZST1 | PLN Stock Materials | 000000002240121 | FUSE;380/220V;125A;SQUARE;2 | ZM0224 | BH | NORMAL | 0 | 0 | 0 | 0 | 1001 | HAR-Switchgear&Jaringan
7400 | UIW Sulselrabar | 7428 | PLN UP3 Makassar Selatan | 2550 | Gd Ry Kalebajeng | ZST1 | PLN Stock Materials | 000000002240122 | FUSE;380/220V;160A;SQUARE;2 | ZM0224 | BH | PRE-MEMORY | 0 | 0 | 0 | 0 | 1001 | HAR-Switchgear&Jaringan
7400 | UIW Sulselrabar | 7428 | PLN UP3 Makassar Selatan | 2550 | Gd Ry Kalebajeng | ZST1 | PLN Stock Materials | 000000002240122 | FUSE;380/220V;160A;SQUARE;2 | ZM0224 | BH | NORMAL | 13 | 0 | 0 | 0 | 1001 | HAR-Switchgear&Jaringan
7400 | UIW Sulselrabar | 7428 | PLN UP3 Makassar Selatan | 2550 | Gd Ry Kalebajeng | ZST1 | PLN Stock Materials | 000000002240123 | FUSE;380/220V;200A;SQUARE;2 | ZM0224 | BH | PRE-MEMORY | 0 | 0 | 0 | 0 | 1001 | HAR-Switchgear&Jaringan
7400 | UIW Sulselrabar | 7428 | PLN UP3 Makassar Selatan | 2550 | Gd Ry Kalebajeng | ZST1 | PLN Stock Materials | 000000002240123 | FUSE;380/220V;200A;SQUARE;2 | ZM0224 | BH | NORMAL | 20 | 0 | 0 | 0 | 1001 | HAR-Switchgear&Jaringan
7400 | UIW Sulselrabar | 7428 | PLN UP3 Makassar Selatan | 2550 | Gd Ry Kalebajeng | ZST1 | PLN Stock Materials | 000000002240124 | FUSE;380/220V;225A;SQUARE;2 | ZM0224 | BH | PRE-MEMORY | 25 | 0 | 0 | 0 | 1001 | HAR-Switchgear&Jaringan
7400 | UIW Sulselrabar | 7428 | PLN UP3 Makassar Selatan | 2550 | Gd Ry Kalebajeng | ZST1 | PLN Stock Materials | 000000003030041 | POLE;STEEL;220V;CIRCL;9m;200daN;; | ZM0303 | BTG | NORMAL | 0 | 0 | 0 | 0 | 1004 | HAR-Menara&Tiang
7400 | UIW Sulselrabar | 7428 | PLN UP3 Makassar Selatan | 2550 | Gd Ry Kalebajeng | ZST1 | PLN Stock Materials | 000000003040035 | POLE ACC;CR ARM UNP100X50X6X2000mm GALV | ZM0304 | BH | PRE-MEMORY | 0 | 0 | 0 | 0 | 1004 | HAR-Menara&Tiang
7400 | UIW Sulselrabar | 7428 | PLN UP3 Makassar Selatan | 2550 | Gd Ry Kalebajeng | ZST1 | PLN Stock Materials | 000000003040045 | POLE ACC;BOLT NUT & WASHER 5/8" | ZM0304 | BH | PRE-MEMORY | 40 | 0 | 0 | 0 | 1004 | HAR-Menara&Tiang
7400 | UIW Sulselrabar | 7428 | PLN UP3 Makassar Selatan | 2550 | Gd Ry Kalebajeng | ZST1 | PLN Stock Materials | 000000003040188 | POLE ACC;STAINLESS STEEL STRAP | ZM0304 | M | NORMAL | 0 | 0 | 0 | 0 | 1004 | HAR-Menara&Tiang
7400 | UIW Sulselrabar | 7428 | PLN UP3 Makassar Selatan | 2550 | Gd Ry Kalebajeng | ZST1 | PLN Stock Materials | 000000003050001 | CONDUCTOR;AAAC;150mm2;44kN | ZM0305 | M | PRE-MEMORY | 0 | 0 | 0 | 0 | 1001 | HAR-Switchgear&Jaringan
7400 | UIW Sulselrabar | 7428 | PLN UP3 Makassar Selatan | 2550 | Gd Ry Kalebajeng | ZST1 | PLN Stock Materials | 000000003050088 | CONDUCTOR;AAAC-S;70mm2; | ZM0305 | M | NORMAL | 0 | 0 | 0 | 0 | 1001 | HAR-Switchgear&Jaringan
7400 | UIW Sulselrabar | 7428 | PLN UP3 Makassar Selatan | 2550 | Gd Ry Kalebajeng | ZST1 | PLN Stock Materials | 000000003060027 | COND ACC;JOINT SLEEVE AL 150mm2 COMP | ZM0306 | BH | PRE-MEMORY | 0 | 0 | 0 | 0 | 1001 | HAR-Switchgear&Jaringan
7400 | UIW Sulselrabar | 7428 | PLN UP3 Makassar Selatan | 2550 | Gd Ry Kalebajeng | ZST1 | PLN Stock Materials | 000000003060062 | COND ACC;TEKEP ISOLATOR 20KV L150MM2 EXT | ZM0306 | SET | NORMAL | 0 | 0 | 0 | 0 | 1001 | HAR-Switchgear&Jaringan
7400 | UIW Sulselrabar | 7428 | PLN UP3 Makassar Selatan | 2550 | Gd Ry Kalebajeng | ZST1 | PLN Stock Materials | 000000003060063 | COND ACC;F-NECK DBL SIDETIES SEMI CON150 | ZM0306 | BH | NORMAL | 0 | 0 | 0 | 0 | 1001 | HAR-Switchgear&Jaringan
7400 | UIW Sulselrabar | 7428 | PLN UP3 Makassar Selatan | 2550 | Gd Ry Kalebajeng | ZST1 | PLN Stock Materials | 000000003060122 | COND ACC;DEAD END ASSEMBLY | ZM0306 | BH | NORMAL | 0 | 0 | 0 | 0 | 1001 | HAR-Switchgear&Jaringan
7400 | UIW Sulselrabar | 7428 | PLN UP3 Makassar Selatan | 2550 | Gd Ry Kalebajeng | ZST1 | PLN Stock Materials | 000000003060128 | COND ACC;NON TENSION JOINT AL 35mm2 | ZM0306 | BH | PRE-MEMORY | 0 | 0 | 0 | 0 | 1001 | HAR-Switchgear&Jaringan
7400 | UIW Sulselrabar | 7428 | PLN UP3 Makassar Selatan | 2550 | Gd Ry Kalebajeng | ZST1 | PLN Stock Materials | 000000003060128 | COND ACC;NON TENSION JOINT AL 35mm2 | ZM0306 | BH | NORMAL | 0 | 0 | 0 | 0 | 1001 | HAR-Switchgear&Jaringan
7400 | UIW Sulselrabar | 7428 | PLN UP3 Makassar Selatan | 2550 | Gd Ry Kalebajeng | ZST1 | PLN Stock Materials | 000000003060129 | COND ACC;NON TENSION JOINT AL 50mm2 | ZM0306 | BH | PRE-MEMORY | 0 | 0 | 0 | 0 | 1001 | HAR-Switchgear&Jaringan
7400 | UIW Sulselrabar | 7428 | PLN UP3 Makassar Selatan | 2550 | Gd Ry Kalebajeng | ZST1 | PLN Stock Materials | 000000003060129 | COND ACC;NON TENSION JOINT AL 50mm2 | ZM0306 | BH | NORMAL | 0 | 0 | 0 | 0 | 1001 | HAR-Switchgear&Jaringan
7400 | UIW Sulselrabar | 7428 | PLN UP3 Makassar Selatan | 2550 | Gd Ry Kalebajeng | ZST1 | PLN Stock Materials | 000000003060135 | COND ACC;JOINT SLEEVE AL 35mm2 INSUL | ZM0306 | BH | NORMAL | 0 | 0 | 0 | 0 | 1001 | HAR-Switchgear&Jaringan
7400 | UIW Sulselrabar | 7428 | PLN UP3 Makassar Selatan | 2550 | Gd Ry Kalebajeng | ZST1 | PLN Stock Materials | 000000003060137 | COND ACC;JOINT SLEEVE AL 70mm2 INSUL | ZM0306 | BH | NORMAL | 0 | 0 | 0 | 0 | 1001 | HAR-Switchgear&Jaringan
7400 | UIW Sulselrabar | 7428 | PLN UP3 Makassar Selatan | 2550 | Gd Ry Kalebajeng | ZST1 | PLN Stock Materials | 000000003060141 | COND ACC;JOINT SLEEVE AL 35mm2 | ZM0306 | BH | NORMAL | 1 | 0 | 0 | 0 | 1001 | HAR-Switchgear&Jaringan
7400 | UIW Sulselrabar | 7428 | PLN UP3 Makassar Selatan | 2550 | Gd Ry Kalebajeng | ZST1 | PLN Stock Materials | 000000003060142 | COND ACC;JOINT SLEEVE AL 50mm2 | ZM0306 | BH | NORMAL | 0 | 0 | 0 | 0 | 1001 | HAR-Switchgear&Jaringan
7400 | UIW Sulselrabar | 7428 | PLN UP3 Makassar Selatan | 2550 | Gd Ry Kalebajeng | ZST1 | PLN Stock Materials | 000000003060143 | COND ACC;JOINT SLEEVE AL 70mm2 | ZM0306 | BH | NORMAL | 0 | 0 | 0 | 0 | 1001 | HAR-Switchgear&Jaringan
7400 | UIW Sulselrabar | 7428 | PLN UP3 Makassar Selatan | 2550 | Gd Ry Kalebajeng | ZST1 | PLN Stock Materials | 000000003060145 | COND ACC;JOINT SLEEVE AL 150mm2 | ZM0306 | BH | NORMAL | 15 | 0 | 0 | 0 | 1001 | HAR-Switchgear&Jaringan
7400 | UIW Sulselrabar | 7428 | PLN UP3 Makassar Selatan | 2550 | Gd Ry Kalebajeng | ZST1 | PLN Stock Materials | 000000003060185 | COND ACC;TAP CONNECOR KEDAP AIR 6-25 | ZM0306 | BH | NORMAL | 0 | 0 | 0 | 0 | 1001 | HAR-Switchgear&Jaringan
7400 | UIW Sulselrabar | 7428 | PLN UP3 Makassar Selatan | 2550 | Gd Ry Kalebajeng | ZST1 | PLN Stock Materials | 000000003060195 | COND ACC;ALL BINDING WIRE 10.0mm2 | ZM0306 | M | PRE-MEMORY | 30 | 0 | 0 | 0 | 1001 | HAR-Switchgear&Jaringan
7400 | UIW Sulselrabar | 7428 | PLN UP3 Makassar Selatan | 2550 | Gd Ry Kalebajeng | ZST1 | PLN Stock Materials | 000000003060283 | COND ACC;JOINT ALCU 70-95mm2 INSUL | ZM0306 | BH | NORMAL | 0 | 0 | 0 | 0 | 1001 | HAR-Switchgear&Jaringan
7400 | UIW Sulselrabar | 7428 | PLN UP3 Makassar Selatan | 2550 | Gd Ry Kalebajeng | ZST1 | PLN Stock Materials | 000000003060318 | COND ACC;JOINT ALCU 50-50mm2 COMP | ZM0306 | BH | NORMAL | 34 | 0 | 0 | 0 | 1001 | HAR-Switchgear&Jaringan
7400 | UIW Sulselrabar | 7428 | PLN UP3 Makassar Selatan | 2550 | Gd Ry Kalebajeng | ZST1 | PLN Stock Materials | 000000003060319 | COND ACC;JOINT ALCU 50-70mm2 COMP | ZM0306 | BH | PRE-MEMORY | 0 | 0 | 0 | 0 | 1001 | HAR-Switchgear&Jaringan
7400 | UIW Sulselrabar | 7428 | PLN UP3 Makassar Selatan | 2550 | Gd Ry Kalebajeng | ZST1 | PLN Stock Materials | 000000003060319 | COND ACC;JOINT ALCU 50-70mm2 COMP | ZM0306 | BH | NORMAL | 36 | 0 | 0 | 0 | 1001 | HAR-Switchgear&Jaringan
7400 | UIW Sulselrabar | 7428 | PLN UP3 Makassar Selatan | 2550 | Gd Ry Kalebajeng | ZST1 | PLN Stock Materials | 000000003060320 | COND ACC;JOINT ALCU 70-70mm2 COMP | ZM0306 | BH | NORMAL | 0 | 0 | 0 | 0 | 1001 | HAR-Switchgear&Jaringan
7400 | UIW Sulselrabar | 7428 | PLN UP3 Makassar Selatan | 2550 | Gd Ry Kalebajeng | ZST1 | PLN Stock Materials | 000000003060348 | COND ACC;NON TENSION JOINT ALCU 70mm2 | ZM0306 | BH | PRE-MEMORY | 0 | 0 | 0 | 0 | 1001 | HAR-Switchgear&Jaringan
7400 | UIW Sulselrabar | 7428 | PLN UP3 Makassar Selatan | 2550 | Gd Ry Kalebajeng | ZST1 | PLN Stock Materials | 000000003060348 | COND ACC;NON TENSION JOINT ALCU 70mm2 | ZM0306 | BH | NORMAL | 0 | 0 | 0 | 0 | 1001 | HAR-Switchgear&Jaringan
7400 | UIW Sulselrabar | 7428 | PLN UP3 Makassar Selatan | 2550 | Gd Ry Kalebajeng | ZST1 | PLN Stock Materials | 000000003060469 | COND ACC;JOINT ALCU 70-50mm2 COMP | ZM0306 | BH | NORMAL | 0 | 0 | 0 | 0 | 1001 | HAR-Switchgear&Jaringan
7400 | UIW Sulselrabar | 7428 | PLN UP3 Makassar Selatan | 2550 | Gd Ry Kalebajeng | ZST1 | PLN Stock Materials | 000000003060597 | COND ACC;TEKEP ISOLATOR 20KV L70 MM2 | ZM0306 | BH | NORMAL | 0 | 0 | 0 | 0 | 1001 | HAR-Switchgear&Jaringan
7400 | UIW Sulselrabar | 7428 | PLN UP3 Makassar Selatan | 2550 | Gd Ry Kalebajeng | ZST1 | PLN Stock Materials | 000000003060598 | COND ACC;TEKEP ISOLATOR 20KV L150 MM2 | ZM0306 | BH | NORMAL | 0 | 0 | 0 | 0 | 1001 | HAR-Switchgear&Jaringan
7400 | UIW Sulselrabar | 7428 | PLN UP3 Makassar Selatan | 2550 | Gd Ry Kalebajeng | ZST1 | PLN Stock Materials | 000000003060599 | COND ACC;TEKEP ISOLATOR 20KV B70 MM2 | ZM0306 | BH | NORMAL | 0 | 0 | 0 | 0 | 1001 | HAR-Switchgear&Jaringan
7400 | UIW Sulselrabar | 7428 | PLN UP3 Makassar Selatan | 2550 | Gd Ry Kalebajeng | ZST1 | PLN Stock Materials | 000000003060600 | COND ACC;TEKEP ISOLATOR 20KV B150 MM2 | ZM0306 | BH | NORMAL | 0 | 0 | 0 | 0 | 1001 | HAR-Switchgear&Jaringan
7400 | UIW Sulselrabar | 7428 | PLN UP3 Makassar Selatan | 2550 | Gd Ry Kalebajeng | ZST1 | PLN Stock Materials | 000000003061426 | COND ACC;TEKEP ISOLATOR 20KV L70MM2 EXT | ZM0306 | U | NORMAL | 0 | 0 | 0 | 0 | 1001 | HAR-Switchgear&Jaringan
7400 | UIW Sulselrabar | 7428 | PLN UP3 Makassar Selatan | 2550 | Gd Ry Kalebajeng | ZST1 | PLN Stock Materials | 000000003070151 | ISOLATOR;PINPOST;PORC;24KV;;12.5kN | ZM0307 | BH | PRE-MEMORY | 0 | 0 | 0 | 0 | 1001 | HAR-Switchgear&Jaringan
7400 | UIW Sulselrabar | 7428 | PLN UP3 Makassar Selatan | 2550 | Gd Ry Kalebajeng | ZST1 | PLN Stock Materials | 000000003070151 | ISOLATOR;PINPOST;PORC;24KV;;12.5kN | ZM0307 | BH | NORMAL | 0 | 0 | 0 | 0 | 1001 | HAR-Switchgear&Jaringan
7400 | UIW Sulselrabar | 7428 | PLN UP3 Makassar Selatan | 2550 | Gd Ry Kalebajeng | ZST1 | PLN Stock Materials | 000000003070152 | ISOLATOR;LINEPOST;POLYMER;24KV;;12.5kN | ZM0307 | BH | PRE-MEMORY | 0 | 0 | 0 | 0 | 1001 | HAR-Switchgear&Jaringan
7400 | UIW Sulselrabar | 7428 | PLN UP3 Makassar Selatan | 2550 | Gd Ry Kalebajeng | ZST1 | PLN Stock Materials | 000000003070152 | ISOLATOR;LINEPOST;POLYMER;24KV;;12.5kN | ZM0307 | BH | NORMAL | 17 | 0 | 0 | 0 | 1001 | HAR-Switchgear&Jaringan
7400 | UIW Sulselrabar | 7428 | PLN UP3 Makassar Selatan | 2550 | Gd Ry Kalebajeng | ZST1 | PLN Stock Materials | 000000003070154 | ISOLATOR;SUSP;POLYMER;24KV;;70kN | ZM0307 | BH | PRE-MEMORY | 0 | 0 | 0 | 0 | 1001 | HAR-Switchgear&Jaringan
7400 | UIW Sulselrabar | 7428 | PLN UP3 Makassar Selatan | 2550 | Gd Ry Kalebajeng | ZST1 | PLN Stock Materials | 000000003070154 | ISOLATOR;SUSP;POLYMER;24KV;;70kN | ZM0307 | BH | NORMAL | 7 | 0 | 0 | 0 | 1001 | HAR-Switchgear&Jaringan
7400 | UIW Sulselrabar | 7428 | PLN UP3 Makassar Selatan | 2550 | Gd Ry Kalebajeng | ZST1 | PLN Stock Materials | 000000003070155 | ISOLATOR;SUSP;PORC;24KV;;70kN | ZM0307 | SET | NORMAL | 0 | 0 | 0 | 0 | 1001 | HAR-Switchgear&Jaringan
7400 | UIW Sulselrabar | 7428 | PLN UP3 Makassar Selatan | 2550 | Gd Ry Kalebajeng | ZST1 | PLN Stock Materials | 000000003110025 | CABLE PWR;NFA2X;2X10mm2;0.6/1kV;OH | ZM0311 | M | PRE-MEMORY | 0 | 0 | 0 | 0 | 1001 | HAR-Switchgear&Jaringan
7400 | UIW Sulselrabar | 7428 | PLN UP3 Makassar Selatan | 2550 | Gd Ry Kalebajeng | ZST1 | PLN Stock Materials | 000000003110025 | CABLE PWR;NFA2X;2X10mm2;0.6/1kV;OH | ZM0311 | M | NORMAL | 2684 | 0 | 0 | 0 | 1001 | HAR-Switchgear&Jaringan
7400 | UIW Sulselrabar | 7428 | PLN UP3 Makassar Selatan | 2550 | Gd Ry Kalebajeng | ZST1 | PLN Stock Materials | 000000003110029 | CABLE PWR;NFA2X;4X16mm2;0.6/1kV;OH | ZM0311 | M | NORMAL | 0 | 0 | 0 | 0 | 1001 | HAR-Switchgear&Jaringan
7400 | UIW Sulselrabar | 7428 | PLN UP3 Makassar Selatan | 2550 | Gd Ry Kalebajeng | ZST1 | PLN Stock Materials | 000000003110038 | CABLE PWR;NFA2X-T;3X35+1X25;0.6/1kV;OH | ZM0311 | M | NORMAL | 0 | 0 | 0 | 0 | 1001 | HAR-Switchgear&Jaringan
7400 | UIW Sulselrabar | 7428 | PLN UP3 Makassar Selatan | 2550 | Gd Ry Kalebajeng | ZST1 | PLN Stock Materials | 000000003110039 | CABLE PWR;NFA2X-T;3X35+1X35;0.6/1kV;OH | ZM0311 | M | NORMAL | 0 | 0 | 0 | 0 | 1001 | HAR-Switchgear&Jaringan
7400 | UIW Sulselrabar | 7428 | PLN UP3 Makassar Selatan | 2550 | Gd Ry Kalebajeng | ZST1 | PLN Stock Materials | 000000003110041 | CABLE PWR;NFA2X-T;3X70+1X50;0.6/1kV;OH | ZM0311 | M | NORMAL | 0 | 0 | 0 | 0 | 1001 | HAR-Switchgear&Jaringan
7400 | UIW Sulselrabar | 7428 | PLN UP3 Makassar Selatan | 2550 | Gd Ry Kalebajeng | ZST1 | PLN Stock Materials | 000000003110060 | CABLE PWR;NYY;1X150mm2;0.6/1kV;OH | ZM0311 | M | PRE-MEMORY | 0 | 0 | 0 | 0 | 1001 | HAR-Switchgear&Jaringan
7400 | UIW Sulselrabar | 7428 | PLN UP3 Makassar Selatan | 2550 | Gd Ry Kalebajeng | ZST1 | PLN Stock Materials | 000000003110060 | CABLE PWR;NYY;1X150mm2;0.6/1kV;OH | ZM0311 | M | NORMAL | 0 | 0 | 0 | 0 | 1001 | HAR-Switchgear&Jaringan
7400 | UIW Sulselrabar | 7428 | PLN UP3 Makassar Selatan | 2550 | Gd Ry Kalebajeng | ZST1 | PLN Stock Materials | 000000003110064 | CABLE PWR;NYY;1X70mm2;0.6/1kV;OH | ZM0311 | M | PRE-MEMORY | 0 | 0 | 0 | 0 | 1001 | HAR-Switchgear&Jaringan
7400 | UIW Sulselrabar | 7428 | PLN UP3 Makassar Selatan | 2550 | Gd Ry Kalebajeng | ZST1 | PLN Stock Materials | 000000003110064 | CABLE PWR;NYY;1X70mm2;0.6/1kV;OH | ZM0311 | M | NORMAL | 0 | 0 | 0 | 0 | 1001 | HAR-Switchgear&Jaringan
7400 | UIW Sulselrabar | 7428 | PLN UP3 Makassar Selatan | 2550 | Gd Ry Kalebajeng | ZST1 | PLN Stock Materials | 000000003110291 | CABLE PWR;NYY;1x95mm2;230/380V;OH | ZM0311 | M | NORMAL | 0 | 0 | 0 | 0 | 1001 | HAR-Switchgear&Jaringan
7400 | UIW Sulselrabar | 7428 | PLN UP3 Makassar Selatan | 2550 | Gd Ry Kalebajeng | ZST1 | PLN Stock Materials | 000000003110514 | CABLE PWR;NYY;1X70mm2;0.6/1kV;Opstig | ZM0311 | M | NORMAL | 59 | 0 | 0 | 0 | 1001 | HAR-Switchgear&Jaringan
7400 | UIW Sulselrabar | 7428 | PLN UP3 Makassar Selatan | 2550 | Gd Ry Kalebajeng | ZST1 | PLN Stock Materials | 000000003110516 | CABLE PWR;NYY;1X150mm2;0.6/1kV;Opstig | ZM0311 | M | NORMAL | 0 | 0 | 0 | 0 | 1001 | HAR-Switchgear&Jaringan
7400 | UIW Sulselrabar | 7428 | PLN UP3 Makassar Selatan | 2550 | Gd Ry Kalebajeng | ZST1 | PLN Stock Materials | 000000003110542 | CABLE PWR;NFA2X-T;3X70+1X70;0.6/1kV;OH | ZM0311 | M | NORMAL | 0 | 0 | 0 | 0 | 1001 | HAR-Switchgear&Jaringan
7400 | UIW Sulselrabar | 7428 | PLN UP3 Makassar Selatan | 2550 | Gd Ry Kalebajeng | ZST1 | PLN Stock Materials | 000000003120007 | CABLE PWR ACC;CABLE SHOE AL 150mm2 | ZM0312 | BH | PRE-MEMORY | 0 | 0 | 0 | 0 | 1001 | HAR-Switchgear&Jaringan
7400 | UIW Sulselrabar | 7428 | PLN UP3 Makassar Selatan | 2550 | Gd Ry Kalebajeng | ZST1 | PLN Stock Materials | 000000003120014 | CABLE PWR ACC;CABLE SHOE CU 16mm2 | ZM0312 | BH | PRE-MEMORY | 0 | 0 | 0 | 0 | 1001 | HAR-Switchgear&Jaringan
7400 | UIW Sulselrabar | 7428 | PLN UP3 Makassar Selatan | 2550 | Gd Ry Kalebajeng | ZST1 | PLN Stock Materials | 000000003120017 | CABLE PWR ACC;CABLE SHOE CU 50mm2 | ZM0312 | BH | PRE-MEMORY | 0 | 0 | 0 | 0 | 1001 | HAR-Switchgear&Jaringan
7400 | UIW Sulselrabar | 7428 | PLN UP3 Makassar Selatan | 2550 | Gd Ry Kalebajeng | ZST1 | PLN Stock Materials | 000000003120017 | CABLE PWR ACC;CABLE SHOE CU 50mm2 | ZM0312 | BH | NORMAL | 0 | 0 | 0 | 0 | 1001 | HAR-Switchgear&Jaringan
7400 | UIW Sulselrabar | 7428 | PLN UP3 Makassar Selatan | 2550 | Gd Ry Kalebajeng | ZST1 | PLN Stock Materials | 000000003120018 | CABLE PWR ACC;CABLE SHOE CU 95mm2 | ZM0312 | BH | NORMAL | 0 | 0 | 0 | 0 | 1001 | HAR-Switchgear&Jaringan
7400 | UIW Sulselrabar | 7428 | PLN UP3 Makassar Selatan | 2550 | Gd Ry Kalebajeng | ZST1 | PLN Stock Materials | 000000003120037 | CABLE PWR ACC;DEAD END ASSY FIXED 50mm | ZM0312 | SET | NORMAL | 0 | 0 | 0 | 0 | 1001 | HAR-Switchgear&Jaringan
7400 | UIW Sulselrabar | 7428 | PLN UP3 Makassar Selatan | 2550 | Gd Ry Kalebajeng | ZST1 | PLN Stock Materials | 000000003120038 | CABLE PWR ACC;DEAD END ASSY FIXED 70mm | ZM0312 | SET | PRE-MEMORY | 0 | 0 | 0 | 0 | 1001 | HAR-Switchgear&Jaringan
7400 | UIW Sulselrabar | 7428 | PLN UP3 Makassar Selatan | 2550 | Gd Ry Kalebajeng | ZST1 | PLN Stock Materials | 000000003120058 | CABLE PWR ACC;LARGE ANGLE ASSY 70mm | ZM0312 | SET | PRE-MEMORY | 0 | 0 | 0 | 0 | 1001 | HAR-Switchgear&Jaringan
7400 | UIW Sulselrabar | 7428 | PLN UP3 Makassar Selatan | 2550 | Gd Ry Kalebajeng | ZST1 | PLN Stock Materials | 000000003120058 | CABLE PWR ACC;LARGE ANGLE ASSY 70mm | ZM0312 | SET | NORMAL | 0 | 0 | 0 | 0 | 1001 | HAR-Switchgear&Jaringan
7400 | UIW Sulselrabar | 7428 | PLN UP3 Makassar Selatan | 2550 | Gd Ry Kalebajeng | ZST1 | PLN Stock Materials | 000000003120060 | CABLE PWR ACC;LINK 25X25mm | ZM0312 | BH | NORMAL | 0 | 0 | 0 | 0 | 1001 | HAR-Switchgear&Jaringan
7400 | UIW Sulselrabar | 7428 | PLN UP3 Makassar Selatan | 2550 | Gd Ry Kalebajeng | ZST1 | PLN Stock Materials | 000000003120092 | CABLE PWR ACC;SUSPENSION ASSY 70mm | ZM0312 | SET | PRE-MEMORY | 0 | 0 | 0 | 0 | 1001 | HAR-Switchgear&Jaringan
7400 | UIW Sulselrabar | 7428 | PLN UP3 Makassar Selatan | 2550 | Gd Ry Kalebajeng | ZST1 | PLN Stock Materials | 000000003120092 | CABLE PWR ACC;SUSPENSION ASSY 70mm | ZM0312 | SET | NORMAL | 10 | 0 | 0 | 0 | 1001 | HAR-Switchgear&Jaringan
7400 | UIW Sulselrabar | 7428 | PLN UP3 Makassar Selatan | 2550 | Gd Ry Kalebajeng | ZST1 | PLN Stock Materials | 000000003120113 | CABLE PWR ACC;CABLE SHOE AL-CU 50mm2 | ZM0312 | BH | NORMAL | 0 | 0 | 0 | 0 | 1001 | HAR-Switchgear&Jaringan
7400 | UIW Sulselrabar | 7428 | PLN UP3 Makassar Selatan | 2550 | Gd Ry Kalebajeng | ZST1 | PLN Stock Materials | 000000003120114 | CABLE PWR ACC;CABLE SHOE CU 70mm2 | ZM0312 | BH | NORMAL | 0 | 0 | 0 | 0 | 1001 | HAR-Switchgear&Jaringan
7400 | UIW Sulselrabar | 7428 | PLN UP3 Makassar Selatan | 2550 | Gd Ry Kalebajeng | ZST1 | PLN Stock Materials | 000000003120116 | CABLE PWR ACC;CABLE SHOE AL-CU 95mm2 | ZM0312 | BH | PRE-MEMORY | 0 | 0 | 0 | 0 | 1001 | HAR-Switchgear&Jaringan
7400 | UIW Sulselrabar | 7428 | PLN UP3 Makassar Selatan | 2550 | Gd Ry Kalebajeng | ZST1 | PLN Stock Materials | 000000003120116 | CABLE PWR ACC;CABLE SHOE AL-CU 95mm2 | ZM0312 | BH | NORMAL | 0 | 0 | 0 | 0 | 1001 | HAR-Switchgear&Jaringan
7400 | UIW Sulselrabar | 7428 | PLN UP3 Makassar Selatan | 2550 | Gd Ry Kalebajeng | ZST1 | PLN Stock Materials | 000000003120118 | CABLE PWR ACC;CABLE SHOE AL-CU 150mm2 | ZM0312 | BH | PRE-MEMORY | 0 | 0 | 0 | 0 | 1001 | HAR-Switchgear&Jaringan
7400 | UIW Sulselrabar | 7428 | PLN UP3 Makassar Selatan | 2550 | Gd Ry Kalebajeng | ZST1 | PLN Stock Materials | 000000003120118 | CABLE PWR ACC;CABLE SHOE AL-CU 150mm2 | ZM0312 | BH | NORMAL | 0 | 0 | 0 | 0 | 1001 | HAR-Switchgear&Jaringan
7400 | UIW Sulselrabar | 7428 | PLN UP3 Makassar Selatan | 2550 | Gd Ry Kalebajeng | ZST1 | PLN Stock Materials | 000000003120126 | CABLE PWR ACC;CABLE SHOE AL 35mm2 | ZM0312 | BH | PRE-MEMORY | 41 | 0 | 0 | 0 | 1001 | HAR-Switchgear&Jaringan
7400 | UIW Sulselrabar | 7428 | PLN UP3 Makassar Selatan | 2550 | Gd Ry Kalebajeng | ZST1 | PLN Stock Materials | 000000003120142 | CABLE PWR ACC;WEDGE CLAMP 2x(6-16)mm | ZM0312 | BH | NORMAL | 0 | 0 | 0 | 0 | 1001 | HAR-Switchgear&Jaringan
7400 | UIW Sulselrabar | 7428 | PLN UP3 Makassar Selatan | 2550 | Gd Ry Kalebajeng | ZST1 | PLN Stock Materials | 000000003120154 | CABLE PWR ACC;CABLE SHOE AL-CU 1H 35mm2 | ZM0312 | BH | NORMAL | 64 | 0 | 0 | 0 | 1001 | HAR-Switchgear&Jaringan
7400 | UIW Sulselrabar | 7428 | PLN UP3 Makassar Selatan | 2550 | Gd Ry Kalebajeng | ZST1 | PLN Stock Materials | 000000003120155 | CABLE PWR ACC;CABLE SHOE AL-CU 1H 50mm2 | ZM0312 | BH | NORMAL | 26 | 0 | 0 | 0 | 1001 | HAR-Switchgear&Jaringan
7400 | UIW Sulselrabar | 7428 | PLN UP3 Makassar Selatan | 2550 | Gd Ry Kalebajeng | ZST1 | PLN Stock Materials | 000000003120156 | CABLE PWR ACC;CABLE SHOE AL-CU 1H 70mm2 | ZM0312 | BH | PRE-MEMORY | 0 | 0 | 0 | 0 | 1001 | HAR-Switchgear&Jaringan
7400 | UIW Sulselrabar | 7428 | PLN UP3 Makassar Selatan | 2550 | Gd Ry Kalebajeng | ZST1 | PLN Stock Materials | 000000003120156 | CABLE PWR ACC;CABLE SHOE AL-CU 1H 70mm2 | ZM0312 | BH | NORMAL | 0 | 0 | 0 | 0 | 1001 | HAR-Switchgear&Jaringan
7400 | UIW Sulselrabar | 7428 | PLN UP3 Makassar Selatan | 2550 | Gd Ry Kalebajeng | ZST1 | PLN Stock Materials | 000000003120157 | CABLE PWR ACC;CABLE SHOE AL-CU 1H 95mm2 | ZM0312 | BH | NORMAL | 0 | 0 | 0 | 0 | 1001 | HAR-Switchgear&Jaringan
7400 | UIW Sulselrabar | 7428 | PLN UP3 Makassar Selatan | 2550 | Gd Ry Kalebajeng | ZST1 | PLN Stock Materials | 000000003120159 | CABLE PWR ACC;CABLE SHOE AL-CU 1H 150mm2 | ZM0312 | BH | NORMAL | 21 | 0 | 0 | 0 | 1001 | HAR-Switchgear&Jaringan
7400 | UIW Sulselrabar | 7428 | PLN UP3 Makassar Selatan | 2550 | Gd Ry Kalebajeng | ZST1 | PLN Stock Materials | 000000003120182 | CABLE PWR ACC;CABLE SHOE AL ID 1H 120mm2 | ZM0312 | BH | PRE-MEMORY | 6 | 0 | 0 | 0 | 1001 | HAR-Switchgear&Jaringan
7400 | UIW Sulselrabar | 7428 | PLN UP3 Makassar Selatan | 2550 | Gd Ry Kalebajeng | ZST1 | PLN Stock Materials | 000000003120227 | CABLE PWR ACC;CABLE SHOE CU ID 1H 50mm2 | ZM0312 | BH | NORMAL | 46 | 0 | 0 | 0 | 1001 | HAR-Switchgear&Jaringan
7400 | UIW Sulselrabar | 7428 | PLN UP3 Makassar Selatan | 2550 | Gd Ry Kalebajeng | ZST1 | PLN Stock Materials | 000000003120228 | CABLE PWR ACC;CABLE SHOE CU ID 1H 70mm2 | ZM0312 | BH | NORMAL | 44 | 0 | 0 | 0 | 1001 | HAR-Switchgear&Jaringan
7400 | UIW Sulselrabar | 7428 | PLN UP3 Makassar Selatan | 2550 | Gd Ry Kalebajeng | ZST1 | PLN Stock Materials | 000000003120229 | CABLE PWR ACC;CABLE SHOE CU ID 1H 95mm2 | ZM0312 | BH | NORMAL | 0 | 0 | 0 | 0 | 1001 | HAR-Switchgear&Jaringan
7400 | UIW Sulselrabar | 7428 | PLN UP3 Makassar Selatan | 2550 | Gd Ry Kalebajeng | ZST1 | PLN Stock Materials | 000000003120231 | CABLE PWR ACC;CABLE SHOE CU ID 1H 150mm2 | ZM0312 | BH | PRE-MEMORY | 0 | 0 | 0 | 0 | 1001 | HAR-Switchgear&Jaringan
7400 | UIW Sulselrabar | 7428 | PLN UP3 Makassar Selatan | 2550 | Gd Ry Kalebajeng | ZST1 | PLN Stock Materials | 000000003120231 | CABLE PWR ACC;CABLE SHOE CU ID 1H 150mm2 | ZM0312 | BH | NORMAL | 1 | 0 | 0 | 0 | 1001 | HAR-Switchgear&Jaringan
7400 | UIW Sulselrabar | 7428 | PLN UP3 Makassar Selatan | 2550 | Gd Ry Kalebajeng | ZST1 | PLN Stock Materials | 000000003120244 | CABLE PWR ACC;CABLE SHOE CU OD 1H 150mm2 | ZM0312 | BH | PRE-MEMORY | 0 | 0 | 0 | 0 | 1001 | HAR-Switchgear&Jaringan
7400 | UIW Sulselrabar | 7428 | PLN UP3 Makassar Selatan | 2550 | Gd Ry Kalebajeng | ZST1 | PLN Stock Materials | 000000003120244 | CABLE PWR ACC;CABLE SHOE CU OD 1H 150mm2 | ZM0312 | BH | NORMAL | 0 | 0 | 0 | 0 | 1001 | HAR-Switchgear&Jaringan
7400 | UIW Sulselrabar | 7428 | PLN UP3 Makassar Selatan | 2550 | Gd Ry Kalebajeng | ZST1 | PLN Stock Materials | 000000003120314 | CABLE PWR ACC;SERVICE WC 6-25/6-25mm2 | ZM0312 | BH | NORMAL | 0 | 0 | 0 | 0 | 1001 | HAR-Switchgear&Jaringan
7400 | UIW Sulselrabar | 7428 | PLN UP3 Makassar Selatan | 2550 | Gd Ry Kalebajeng | ZST1 | PLN Stock Materials | 000000003120428 | CABLE PWR ACC;DEAD END ASSY FIXED50-70mm | ZM0312 | SET | NORMAL | 0 | 0 | 0 | 0 | 1001 | HAR-Switchgear&Jaringan
7400 | UIW Sulselrabar | 7428 | PLN UP3 Makassar Selatan | 2550 | Gd Ry Kalebajeng | ZST1 | PLN Stock Materials | 000000003120530 | CABLE PWR ACC;WEDGE CLAMP 2/4x6-25mm2 | ZM0312 | BH | NORMAL | 0 | 0 | 0 | 0 | 1001 | HAR-Switchgear&Jaringan
7400 | UIW Sulselrabar | 7428 | PLN UP3 Makassar Selatan | 2550 | Gd Ry Kalebajeng | ZST1 | PLN Stock Materials | 000000003190002 | CUT OUT;20kV;6-100A;10kA;125kV | ZM0319 | BH | NORMAL | 1 | 0 | 0 | 0 | 1001 | HAR-Switchgear&Jaringan
7400 | UIW Sulselrabar | 7428 | PLN UP3 Makassar Selatan | 2550 | Gd Ry Kalebajeng | ZST1 | PLN Stock Materials | 000000003190018 | CUT OUT;24kV;6-100A;12kA;POLYMER-125kV | ZM0319 | BH | PRE-MEMORY | 0 | 0 | 0 | 0 | 1001 | HAR-Switchgear&Jaringan
7400 | UIW Sulselrabar | 7428 | PLN UP3 Makassar Selatan | 2550 | Gd Ry Kalebajeng | ZST1 | PLN Stock Materials | 000000003190018 | CUT OUT;24kV;6-100A;12kA;POLYMER-125kV | ZM0319 | BH | NORMAL | 0 | 0 | 0 | 0 | 1001 | HAR-Switchgear&Jaringan
7400 | UIW Sulselrabar | 7428 | PLN UP3 Makassar Selatan | 2550 | Gd Ry Kalebajeng | ZST1 | PLN Stock Materials | 000000003190019 | CUT OUT;24KV;100A;;POLYMER | ZM0319 | BH | NORMAL | 0 | 0 | 0 | 0 | 1001 | HAR-Switchgear&Jaringan
7400 | UIW Sulselrabar | 7428 | PLN UP3 Makassar Selatan | 2550 | Gd Ry Kalebajeng | ZST1 | PLN Stock Materials | 000000003200002 | CUT OUT ACC;FUSE LINK 20kV 10A | ZM0320 | BH | PRE-MEMORY | 0 | 0 | 0 | 0 | 1001 | HAR-Switchgear&Jaringan
7400 | UIW Sulselrabar | 7428 | PLN UP3 Makassar Selatan | 2550 | Gd Ry Kalebajeng | ZST1 | PLN Stock Materials | 000000003200002 | CUT OUT ACC;FUSE LINK 20kV 10A | ZM0320 | BH | NORMAL | 26 | 0 | 0 | 0 | 1001 | HAR-Switchgear&Jaringan
7400 | UIW Sulselrabar | 7428 | PLN UP3 Makassar Selatan | 2550 | Gd Ry Kalebajeng | ZST1 | PLN Stock Materials | 000000003200004 | CUT OUT ACC;FUSE LINK 20kV 15A | ZM0320 | BH | PRE-MEMORY | 0 | 0 | 0 | 0 | 1001 | HAR-Switchgear&Jaringan
7400 | UIW Sulselrabar | 7428 | PLN UP3 Makassar Selatan | 2550 | Gd Ry Kalebajeng | ZST1 | PLN Stock Materials | 000000003200004 | CUT OUT ACC;FUSE LINK 20kV 15A | ZM0320 | BH | NORMAL | 40 | 0 | 0 | 0 | 1001 | HAR-Switchgear&Jaringan
7400 | UIW Sulselrabar | 7428 | PLN UP3 Makassar Selatan | 2550 | Gd Ry Kalebajeng | ZST1 | PLN Stock Materials | 000000003200005 | CUT OUT ACC;FUSE LINK 20kV 20A | ZM0320 | BH | PRE-MEMORY | 0 | 0 | 0 | 0 | 1001 | HAR-Switchgear&Jaringan
7400 | UIW Sulselrabar | 7428 | PLN UP3 Makassar Selatan | 2550 | Gd Ry Kalebajeng | ZST1 | PLN Stock Materials | 000000003200005 | CUT OUT ACC;FUSE LINK 20kV 20A | ZM0320 | BH | NORMAL | 0 | 0 | 0 | 0 | 1001 | HAR-Switchgear&Jaringan
7400 | UIW Sulselrabar | 7428 | PLN UP3 Makassar Selatan | 2550 | Gd Ry Kalebajeng | ZST1 | PLN Stock Materials | 000000003200007 | CUT OUT ACC;FUSE LINK 20kV 25A | ZM0320 | BH | NORMAL | 0 | 0 | 0 | 0 | 1001 | HAR-Switchgear&Jaringan
7400 | UIW Sulselrabar | 7428 | PLN UP3 Makassar Selatan | 2550 | Gd Ry Kalebajeng | ZST1 | PLN Stock Materials | 000000003200008 | CUT OUT ACC;FUSE LINK 20kV 2A | ZM0320 | BH | PRE-MEMORY | 0 | 0 | 0 | 0 | 1001 | HAR-Switchgear&Jaringan
7400 | UIW Sulselrabar | 7428 | PLN UP3 Makassar Selatan | 2550 | Gd Ry Kalebajeng | ZST1 | PLN Stock Materials | 000000003200008 | CUT OUT ACC;FUSE LINK 20kV 2A | ZM0320 | BH | NORMAL | 55 | 0 | 0 | 0 | 1001 | HAR-Switchgear&Jaringan
7400 | UIW Sulselrabar | 7428 | PLN UP3 Makassar Selatan | 2550 | Gd Ry Kalebajeng | ZST1 | PLN Stock Materials | 000000003200009 | CUT OUT ACC;FUSE LINK 20kV 30A | ZM0320 | BH | NORMAL | 0 | 0 | 0 | 0 | 1001 | HAR-Switchgear&Jaringan
7400 | UIW Sulselrabar | 7428 | PLN UP3 Makassar Selatan | 2550 | Gd Ry Kalebajeng | ZST1 | PLN Stock Materials | 000000003200010 | CUT OUT ACC;FUSE LINK 20kV 3A | ZM0320 | BH | PRE-MEMORY | 0 | 0 | 0 | 0 | 1001 | HAR-Switchgear&Jaringan
7400 | UIW Sulselrabar | 7428 | PLN UP3 Makassar Selatan | 2550 | Gd Ry Kalebajeng | ZST1 | PLN Stock Materials | 000000003200010 | CUT OUT ACC;FUSE LINK 20kV 3A | ZM0320 | BH | NORMAL | 43 | 0 | 0 | 0 | 1001 | HAR-Switchgear&Jaringan
7400 | UIW Sulselrabar | 7428 | PLN UP3 Makassar Selatan | 2550 | Gd Ry Kalebajeng | ZST1 | PLN Stock Materials | 000000003200015 | CUT OUT ACC;FUSE LINK 20kV 6A | ZM0320 | BH | PRE-MEMORY | 0 | 0 | 0 | 0 | 1001 | HAR-Switchgear&Jaringan
7400 | UIW Sulselrabar | 7428 | PLN UP3 Makassar Selatan | 2550 | Gd Ry Kalebajeng | ZST1 | PLN Stock Materials | 000000003200015 | CUT OUT ACC;FUSE LINK 20kV 6A | ZM0320 | BH | NORMAL | 23 | 0 | 0 | 0 | 1001 | HAR-Switchgear&Jaringan
7400 | UIW Sulselrabar | 7428 | PLN UP3 Makassar Selatan | 2550 | Gd Ry Kalebajeng | ZST1 | PLN Stock Materials | 000000003200016 | CUT OUT ACC;FUSE LINK 20kV 80A | ZM0320 | BH | NORMAL | 0 | 0 | 0 | 0 | 1001 | HAR-Switchgear&Jaringan
7400 | UIW Sulselrabar | 7428 | PLN UP3 Makassar Selatan | 2550 | Gd Ry Kalebajeng | ZST1 | PLN Stock Materials | 000000003200017 | CUT OUT ACC;FUSE LINK 20kV 8A | ZM0320 | BH | PRE-MEMORY | 0 | 0 | 0 | 0 | 1001 | HAR-Switchgear&Jaringan
7400 | UIW Sulselrabar | 7428 | PLN UP3 Makassar Selatan | 2550 | Gd Ry Kalebajeng | ZST1 | PLN Stock Materials | 000000003200017 | CUT OUT ACC;FUSE LINK 20kV 8A | ZM0320 | BH | NORMAL | 60 | 0 | 0 | 0 | 1001 | HAR-Switchgear&Jaringan
7400 | UIW Sulselrabar | 7428 | PLN UP3 Makassar Selatan | 2550 | Gd Ry Kalebajeng | ZST1 | PLN Stock Materials | 000000003200018 | CUT OUT ACC;FUSE LINK 20kV 5A | ZM0320 | BH | PRE-MEMORY | 0 | 0 | 0 | 0 | 1001 | HAR-Switchgear&Jaringan
7400 | UIW Sulselrabar | 7428 | PLN UP3 Makassar Selatan | 2550 | Gd Ry Kalebajeng | ZST1 | PLN Stock Materials | 000000003200018 | CUT OUT ACC;FUSE LINK 20kV 5A | ZM0320 | BH | NORMAL | 26 | 0 | 0 | 0 | 1001 | HAR-Switchgear&Jaringan
7400 | UIW Sulselrabar | 7428 | PLN UP3 Makassar Selatan | 2550 | Gd Ry Kalebajeng | ZST1 | PLN Stock Materials | 000000003200023 | CUT OUT ACC;FUSE LINK 20kV 4A | ZM0320 | BH | PRE-MEMORY | 0 | 0 | 0 | 0 | 1001 | HAR-Switchgear&Jaringan
7400 | UIW Sulselrabar | 7428 | PLN UP3 Makassar Selatan | 2550 | Gd Ry Kalebajeng | ZST1 | PLN Stock Materials | 000000003200023 | CUT OUT ACC;FUSE LINK 20kV 4A | ZM0320 | BH | NORMAL | 0 | 0 | 0 | 0 | 1001 | HAR-Switchgear&Jaringan
7400 | UIW Sulselrabar | 7428 | PLN UP3 Makassar Selatan | 2550 | Gd Ry Kalebajeng | ZST1 | PLN Stock Materials | 000000003250012 | MCB;220/250V;1P;2A;50Hz; | ZM0325 | BH | NORMAL | 0 | 0 | 0 | 0 | 1003 | HAR-Alat Ukur
7400 | UIW Sulselrabar | 7428 | PLN UP3 Makassar Selatan | 2550 | Gd Ry Kalebajeng | ZST1 | PLN Stock Materials | 000000003250023 | MCB;380/440V;3P;160A;50Hz;MCCB | ZM0325 | BH | NORMAL | 0 | 0 | 0 | 0 | 1003 | HAR-Alat Ukur
7400 | UIW Sulselrabar | 7428 | PLN UP3 Makassar Selatan | 2550 | Gd Ry Kalebajeng | ZST1 | PLN Stock Materials | 000000003250032 | MCB;380/440V;3P;63A;50Hz;MCCB | ZM0325 | BH | NORMAL | 0 | 0 | 0 | 0 | 1003 | HAR-Alat Ukur
7400 | UIW Sulselrabar | 7428 | PLN UP3 Makassar Selatan | 2550 | Gd Ry Kalebajeng | ZST1 | PLN Stock Materials | 000000003250046 | MCB;230/400V;1P;2A;50Hz; | ZM0325 | BH | PRE-MEMORY | 0 | 0 | 0 | 0 | 1003 | HAR-Alat Ukur
7400 | UIW Sulselrabar | 7428 | PLN UP3 Makassar Selatan | 2550 | Gd Ry Kalebajeng | ZST1 | PLN Stock Materials | 000000003250046 | MCB;230/400V;1P;2A;50Hz; | ZM0325 | BH | NORMAL | 6 | 0 | 0 | 0 | 1003 | HAR-Alat Ukur
7400 | UIW Sulselrabar | 7428 | PLN UP3 Makassar Selatan | 2550 | Gd Ry Kalebajeng | ZST1 | PLN Stock Materials | 000000003250048 | MCB;230/400V;1P;4A;50Hz; | ZM0325 | BH | PRE-MEMORY | 0 | 0 | 0 | 0 | 1003 | HAR-Alat Ukur
7400 | UIW Sulselrabar | 7428 | PLN UP3 Makassar Selatan | 2550 | Gd Ry Kalebajeng | ZST1 | PLN Stock Materials | 000000003250048 | MCB;230/400V;1P;4A;50Hz; | ZM0325 | BH | NORMAL | 27 | 0 | 0 | 0 | 1003 | HAR-Alat Ukur
7400 | UIW Sulselrabar | 7428 | PLN UP3 Makassar Selatan | 2550 | Gd Ry Kalebajeng | ZST1 | PLN Stock Materials | 000000003250050 | MCB;230/400V;1P;6A;50Hz; | ZM0325 | BH | PRE-MEMORY | 0 | 0 | 0 | 0 | 1003 | HAR-Alat Ukur
7400 | UIW Sulselrabar | 7428 | PLN UP3 Makassar Selatan | 2550 | Gd Ry Kalebajeng | ZST1 | PLN Stock Materials | 000000003250050 | MCB;230/400V;1P;6A;50Hz; | ZM0325 | BH | NORMAL | 72 | 0 | 0 | 0 | 1003 | HAR-Alat Ukur
7400 | UIW Sulselrabar | 7428 | PLN UP3 Makassar Selatan | 2550 | Gd Ry Kalebajeng | ZST1 | PLN Stock Materials | 000000003250052 | MCB;230/400V;1P;10A;50Hz; | ZM0325 | BH | PRE-MEMORY | 0 | 0 | 0 | 0 | 1003 | HAR-Alat Ukur
7400 | UIW Sulselrabar | 7428 | PLN UP3 Makassar Selatan | 2550 | Gd Ry Kalebajeng | ZST1 | PLN Stock Materials | 000000003250052 | MCB;230/400V;1P;10A;50Hz; | ZM0325 | BH | NORMAL | 43 | 0 | 0 | 0 | 1003 | HAR-Alat Ukur
7400 | UIW Sulselrabar | 7428 | PLN UP3 Makassar Selatan | 2550 | Gd Ry Kalebajeng | ZST1 | PLN Stock Materials | 000000003250054 | MCB;230/400V;1P;16A;50Hz; | ZM0325 | BH | PRE-MEMORY | 0 | 0 | 0 | 0 | 1003 | HAR-Alat Ukur
7400 | UIW Sulselrabar | 7428 | PLN UP3 Makassar Selatan | 2550 | Gd Ry Kalebajeng | ZST1 | PLN Stock Materials | 000000003250054 | MCB;230/400V;1P;16A;50Hz; | ZM0325 | BH | NORMAL | 165 | 0 | 0 | 0 | 1003 | HAR-Alat Ukur
7400 | UIW Sulselrabar | 7428 | PLN UP3 Makassar Selatan | 2550 | Gd Ry Kalebajeng | ZST1 | PLN Stock Materials | 000000003250056 | MCB;230/400V;1P;20A;50Hz; | ZM0325 | BH | PRE-MEMORY | 0 | 0 | 0 | 0 | 1003 | HAR-Alat Ukur
7400 | UIW Sulselrabar | 7428 | PLN UP3 Makassar Selatan | 2550 | Gd Ry Kalebajeng | ZST1 | PLN Stock Materials | 000000003250056 | MCB;230/400V;1P;20A;50Hz; | ZM0325 | BH | NORMAL | 57 | 0 | 0 | 0 | 1003 | HAR-Alat Ukur
7400 | UIW Sulselrabar | 7428 | PLN UP3 Makassar Selatan | 2550 | Gd Ry Kalebajeng | ZST1 | PLN Stock Materials | 000000003250058 | MCB;230/400V;1P;25A;50Hz; | ZM0325 | BH | PRE-MEMORY | 0 | 0 | 0 | 0 | 1003 | HAR-Alat Ukur
7400 | UIW Sulselrabar | 7428 | PLN UP3 Makassar Selatan | 2550 | Gd Ry Kalebajeng | ZST1 | PLN Stock Materials | 000000003250058 | MCB;230/400V;1P;25A;50Hz; | ZM0325 | BH | NORMAL | 23 | 0 | 0 | 0 | 1003 | HAR-Alat Ukur
7400 | UIW Sulselrabar | 7428 | PLN UP3 Makassar Selatan | 2550 | Gd Ry Kalebajeng | ZST1 | PLN Stock Materials | 000000003250059 | MCB;230/400V;1P;35A;50Hz; | ZM0325 | BH | NORMAL | 3 | 0 | 0 | 0 | 1003 | HAR-Alat Ukur
7400 | UIW Sulselrabar | 7428 | PLN UP3 Makassar Selatan | 2550 | Gd Ry Kalebajeng | ZST1 | PLN Stock Materials | 000000003250060 | MCB;230/400V;1P;50A;50Hz; | ZM0325 | BH | PRE-MEMORY | 1 | 0 | 0 | 0 | 1003 | HAR-Alat Ukur
7400 | UIW Sulselrabar | 7428 | PLN UP3 Makassar Selatan | 2550 | Gd Ry Kalebajeng | ZST1 | PLN Stock Materials | 000000003250060 | MCB;230/400V;1P;50A;50Hz; | ZM0325 | BH | NORMAL | 7 | 0 | 0 | 0 | 1003 | HAR-Alat Ukur
7400 | UIW Sulselrabar | 7428 | PLN UP3 Makassar Selatan | 2550 | Gd Ry Kalebajeng | ZST1 | PLN Stock Materials | 000000003250063 | MCB;380/440V;3P;100A;50HZ;MCCB | ZM0325 | BH | NORMAL | 0 | 0 | 0 | 0 | 1003 | HAR-Alat Ukur
7400 | UIW Sulselrabar | 7428 | PLN UP3 Makassar Selatan | 2550 | Gd Ry Kalebajeng | ZST1 | PLN Stock Materials | 000000003250097 | MCB;230/400V;3P;10A;50Hz; | ZM0325 | BH | PRE-MEMORY | 0 | 0 | 0 | 0 | 1003 | HAR-Alat Ukur
7400 | UIW Sulselrabar | 7428 | PLN UP3 Makassar Selatan | 2550 | Gd Ry Kalebajeng | ZST1 | PLN Stock Materials | 000000003250097 | MCB;230/400V;3P;10A;50Hz; | ZM0325 | BH | NORMAL | 23 | 0 | 0 | 0 | 1003 | HAR-Alat Ukur
7400 | UIW Sulselrabar | 7428 | PLN UP3 Makassar Selatan | 2550 | Gd Ry Kalebajeng | ZST1 | PLN Stock Materials | 000000003250099 | MCB;230/400V;3P;16A;50Hz; | ZM0325 | BH | PRE-MEMORY | 0 | 0 | 0 | 0 | 1003 | HAR-Alat Ukur
7400 | UIW Sulselrabar | 7428 | PLN UP3 Makassar Selatan | 2550 | Gd Ry Kalebajeng | ZST1 | PLN Stock Materials | 000000003250099 | MCB;230/400V;3P;16A;50Hz; | ZM0325 | BH | NORMAL | 3 | 0 | 0 | 0 | 1003 | HAR-Alat Ukur
7400 | UIW Sulselrabar | 7428 | PLN UP3 Makassar Selatan | 2550 | Gd Ry Kalebajeng | ZST1 | PLN Stock Materials | 000000003250100 | MCB;230/400V;3P;20A;50Hz; | ZM0325 | BH | PRE-MEMORY | 0 | 0 | 0 | 0 | 1003 | HAR-Alat Ukur
7400 | UIW Sulselrabar | 7428 | PLN UP3 Makassar Selatan | 2550 | Gd Ry Kalebajeng | ZST1 | PLN Stock Materials | 000000003250100 | MCB;230/400V;3P;20A;50Hz; | ZM0325 | BH | NORMAL | 0 | 0 | 0 | 0 | 1003 | HAR-Alat Ukur
7400 | UIW Sulselrabar | 7428 | PLN UP3 Makassar Selatan | 2550 | Gd Ry Kalebajeng | ZST1 | PLN Stock Materials | 000000003250102 | MCB;230/400V;3P;25A;50Hz; | ZM0325 | BH | PRE-MEMORY | 0 | 0 | 0 | 0 | 1003 | HAR-Alat Ukur
7400 | UIW Sulselrabar | 7428 | PLN UP3 Makassar Selatan | 2550 | Gd Ry Kalebajeng | ZST1 | PLN Stock Materials | 000000003250102 | MCB;230/400V;3P;25A;50Hz; | ZM0325 | BH | NORMAL | 1 | 0 | 0 | 0 | 1003 | HAR-Alat Ukur
7400 | UIW Sulselrabar | 7428 | PLN UP3 Makassar Selatan | 2550 | Gd Ry Kalebajeng | ZST1 | PLN Stock Materials | 000000003250103 | MCB;230/400V;3P;35A;50Hz; | ZM0325 | BH | PRE-MEMORY | 0 | 0 | 0 | 0 | 1003 | HAR-Alat Ukur
7400 | UIW Sulselrabar | 7428 | PLN UP3 Makassar Selatan | 2550 | Gd Ry Kalebajeng | ZST1 | PLN Stock Materials | 000000003250103 | MCB;230/400V;3P;35A;50Hz; | ZM0325 | BH | NORMAL | 2 | 0 | 0 | 0 | 1003 | HAR-Alat Ukur
7400 | UIW Sulselrabar | 7428 | PLN UP3 Makassar Selatan | 2550 | Gd Ry Kalebajeng | ZST1 | PLN Stock Materials | 000000003250289 | MCB;230/400V;3P;25A;50HZ;MCCB+SHUNTTRIP | ZM0325 | BH | NORMAL | 0 | 0 | 0 | 0 | 1003 | HAR-Alat Ukur
7400 | UIW Sulselrabar | 7428 | PLN UP3 Makassar Selatan | 2550 | Gd Ry Kalebajeng | ZST1 | PLN Stock Materials | 000000003250292 | MCB;230/400V;3P;63A;50HZ;MCCB+SHUNTTRIP | ZM0325 | BH | NORMAL | 0 | 0 | 0 | 0 | 1003 | HAR-Alat Ukur
7400 | UIW Sulselrabar | 7428 | PLN UP3 Makassar Selatan | 2550 | Gd Ry Kalebajeng | ZST1 | PLN Stock Materials | 000000003260018 | LVSB;DIST;3P;380V;630A;4LINE;OD | ZM0326 | SET | NORMAL | 0 | 0 | 0 | 0 | 1001 | HAR-Switchgear&Jaringan
7400 | UIW Sulselrabar | 7428 | PLN UP3 Makassar Selatan | 2550 | Gd Ry Kalebajeng | ZST1 | PLN Stock Materials | 000000003260027 | LVSB;DIST;3P;380V;250A;2LINE;OD | ZM0326 | U | NORMAL | 0 | 0 | 0 | 0 | 1001 | HAR-Switchgear&Jaringan
7400 | UIW Sulselrabar | 7428 | PLN UP3 Makassar Selatan | 2550 | Gd Ry Kalebajeng | ZST1 | PLN Stock Materials | 000000003260157 | LVSB;DIST;1P;380V;250A;2LINE;OD | ZM0326 | SET | PRE-MEMORY | 0 | 0 | 0 | 0 | 1001 | HAR-Switchgear&Jaringan
7400 | UIW Sulselrabar | 7428 | PLN UP3 Makassar Selatan | 2550 | Gd Ry Kalebajeng | ZST1 | PLN Stock Materials | 000000003260161 | LVSB;DIST;3P;400V;250A;2LINE;OD | ZM0326 | SET | NORMAL | 0 | 0 | 0 | 0 | 1001 | HAR-Switchgear&Jaringan
7400 | UIW Sulselrabar | 7428 | PLN UP3 Makassar Selatan | 2550 | Gd Ry Kalebajeng | ZST1 | PLN Stock Materials | 000000003270029 | LVSB ACC;FUSE HOLDER 400A | ZM0327 | BH | NORMAL | 27 | 0 | 0 | 0 | 1001 | HAR-Switchgear&Jaringan
7400 | UIW Sulselrabar | 7428 | PLN UP3 Makassar Selatan | 2550 | Gd Ry Kalebajeng | ZST1 | PLN Stock Materials | 000000003270063 | LVSB ACC;FUSE HOLDER 250A | ZM0327 | BH | NORMAL | 26 | 0 | 0 | 0 | 1001 | HAR-Switchgear&Jaringan
7400 | UIW Sulselrabar | 7428 | PLN UP3 Makassar Selatan | 2550 | Gd Ry Kalebajeng | ZST1 | PLN Stock Materials | 000000003280010 | CONN;;PG W TO W;AL;D35.75-35.75mm2;BOLT | ZM0328 | BH | NORMAL | 0 | 0 | 0 | 0 | 1001 | HAR-Switchgear&Jaringan
7400 | UIW Sulselrabar | 7428 | PLN UP3 Makassar Selatan | 2550 | Gd Ry Kalebajeng | ZST1 | PLN Stock Materials | 000000003280095 | CONN;20kV;H;AL;50-70mm2;PRS; | ZM0328 | BH | NORMAL | 0 | 0 | 0 | 0 | 1001 | HAR-Switchgear&Jaringan
7400 | UIW Sulselrabar | 7428 | PLN UP3 Makassar Selatan | 2550 | Gd Ry Kalebajeng | ZST1 | PLN Stock Materials | 000000003280134 | CONN;20kV;CIRCLE;AL;70-150mm2;PRS; | ZM0328 | BH | PRE-MEMORY | 0 | 0 | 0 | 0 | 1001 | HAR-Switchgear&Jaringan
7400 | UIW Sulselrabar | 7428 | PLN UP3 Makassar Selatan | 2550 | Gd Ry Kalebajeng | ZST1 | PLN Stock Materials | 000000003280139 | CONN;20kV;H;AL;70-70/70-70mm2;PRS; | ZM0328 | BH | NORMAL | 0 | 0 | 0 | 0 | 1001 | HAR-Switchgear&Jaringan
7400 | UIW Sulselrabar | 7428 | PLN UP3 Makassar Selatan | 2550 | Gd Ry Kalebajeng | ZST1 | PLN Stock Materials | 000000003280162 | CONN;20kV;H;AL;35-70mm2;PRS; | ZM0328 | BH | PRE-MEMORY | 0 | 0 | 0 | 0 | 1001 | HAR-Switchgear&Jaringan
7400 | UIW Sulselrabar | 7428 | PLN UP3 Makassar Selatan | 2550 | Gd Ry Kalebajeng | ZST1 | PLN Stock Materials | 000000003280162 | CONN;20kV;H;AL;35-70mm2;PRS; | ZM0328 | BH | NORMAL | 45 | 0 | 0 | 0 | 1001 | HAR-Switchgear&Jaringan
7400 | UIW Sulselrabar | 7428 | PLN UP3 Makassar Selatan | 2550 | Gd Ry Kalebajeng | ZST1 | PLN Stock Materials | 000000003280185 | CONN;20kV;H;AL;150-150mm2;PRS; | ZM0328 | BH | PRE-MEMORY | 0 | 0 | 0 | 0 | 1001 | HAR-Switchgear&Jaringan
7400 | UIW Sulselrabar | 7428 | PLN UP3 Makassar Selatan | 2550 | Gd Ry Kalebajeng | ZST1 | PLN Stock Materials | 000000003280185 | CONN;20kV;H;AL;150-150mm2;PRS; | ZM0328 | BH | NORMAL | 18 | 0 | 0 | 0 | 1001 | HAR-Switchgear&Jaringan
7400 | UIW Sulselrabar | 7428 | PLN UP3 Makassar Selatan | 2550 | Gd Ry Kalebajeng | ZST1 | PLN Stock Materials | 000000003280253 | CONN;20kV;H;AL;70-150mm2;PRS; | ZM0328 | BH | NORMAL | 0 | 0 | 0 | 0 | 1001 | HAR-Switchgear&Jaringan
7400 | UIW Sulselrabar | 7428 | PLN UP3 Makassar Selatan | 2550 | Gd Ry Kalebajeng | ZST1 | PLN Stock Materials | 000000003280337 | CONN;1kV;PIER;AL;6-25/35-70mm2;2BOLT;WP | ZM0328 | BH | PRE-MEMORY | 0 | 0 | 0 | 0 | 1001 | HAR-Switchgear&Jaringan
7400 | UIW Sulselrabar | 7428 | PLN UP3 Makassar Selatan | 2550 | Gd Ry Kalebajeng | ZST1 | PLN Stock Materials | 000000003280337 | CONN;1kV;PIER;AL;6-25/35-70mm2;2BOLT;WP | ZM0328 | BH | NORMAL | 0 | 0 | 0 | 0 | 1001 | HAR-Switchgear&Jaringan
7400 | UIW Sulselrabar | 7428 | PLN UP3 Makassar Selatan | 2550 | Gd Ry Kalebajeng | ZST1 | PLN Stock Materials | 000000003280384 | CONN;20kV;CCO;AL;70-150mm2;PRS | ZM0328 | BH | NORMAL | 0 | 0 | 0 | 0 | 1001 | HAR-Switchgear&Jaringan
7400 | UIW Sulselrabar | 7428 | PLN UP3 Makassar Selatan | 2550 | Gd Ry Kalebajeng | ZST1 | PLN Stock Materials | 000000004120049 | BOX;APPIII;ST PLATE 2mm; | ZM0412 | BH | PRE-MEMORY | 0 | 0 | 0 | 0 | 1003 | HAR-Alat Ukur
7400 | UIW Sulselrabar | 7428 | PLN UP3 Makassar Selatan | 2550 | Gd Ry Kalebajeng | ZST1 | PLN Stock Materials | 000000004120049 | BOX;APPIII;ST PLATE 2mm; | ZM0412 | BH | NORMAL | 0 | 0 | 0 | 0 | 1003 | HAR-Alat Ukur
7400 | UIW Sulselrabar | 7428 | PLN UP3 Makassar Selatan | 2550 | Gd Ry Kalebajeng | ZST1 | PLN Stock Materials | 000000004120103 | BOX;MER TRIP MODEM MCCB CT TR 66KVA | ZM0412 | SET | NORMAL | 0 | 0 | 0 | 0 | 1003 | HAR-Alat Ukur
7400 | UIW Sulselrabar | 7428 | PLN UP3 Makassar Selatan | 2550 | Gd Ry Kalebajeng | ZST1 | PLN Stock Materials | 000000004120121 | BOX;MER TRIP MODEM MCCB CT TR 23KVA | ZM0412 | SET | NORMAL | 0 | 0 | 0 | 0 | 1003 | HAR-Alat Ukur
7400 | UIW Sulselrabar | 7428 | PLN UP3 Makassar Selatan | 2550 | Gd Ry Kalebajeng | ZST1 | PLN Stock Materials | 000000004120284 | BOX;AMR COMBO;82,5KVA;+Shunt-Trip | ZM0412 | U | NORMAL | 0 | 0 | 0 | 0 | 1003 | HAR-Alat Ukur
7400 | UIW Sulselrabar | 7428 | PLN UP3 Makassar Selatan | 2550 | Gd Ry Kalebajeng | ZST1 | PLN Stock Materials | 000000004120333 | BOX;APPIII;16.5KVA;+MCB | ZM0412 | BH | NORMAL | 0 | 0 | 0 | 0 | 1003 | HAR-Alat Ukur
7400 | UIW Sulselrabar | 7428 | PLN UP3 Makassar Selatan | 2550 | Gd Ry Kalebajeng | ZST1 | PLN Stock Materials | 000000004160295 | CABLE CTRL;NYAF;1X16MM2;0.6/1KV;OH | ZM0416 | M | PRE-MEMORY | 0 | 0 | 0 | 0 | 1002 | HAR-Kabel
7400 | UIW Sulselrabar | 7428 | PLN UP3 Makassar Selatan | 2550 | Gd Ry Kalebajeng | ZST1 | PLN Stock Materials | 000000004190256 | UNIV ACC;GROUND PIPE 1.5"X2.75M+BC 50 | ZM0419 | BTG | PRE-MEMORY | 0 | 0 | 0 | 0 | 1005 | HAR-Persediaan Umum
7400 | UIW Sulselrabar | 7428 | PLN UP3 Makassar Selatan | 2550 | Gd Ry Kalebajeng | ZST1 | PLN Stock Materials | 000000004190256 | UNIV ACC;GROUND PIPE 1.5"X2.75M+BC 50 | ZM0419 | BTG | NORMAL | 0 | 0 | 0 | 0 | 1005 | HAR-Persediaan Umum
7400 | UIW Sulselrabar | 7428 | PLN UP3 Makassar Selatan | 2550 | Gd Ry Kalebajeng | ZST1 | PLN Stock Materials | 000000008050089 | LUBE;N;SHELL DIALA B | ZM0805 | L | NORMAL | 0 | 0 | 0 | 0 | 4004 | FUEL-Minyak & Pelumas
7400 | UIW Sulselrabar | 7428 | PLN UP3 Makassar Selatan | 2540 | Gd Ry Sunggumina | ZST1 | PLN Stock Materials | 000000001030074 | TRF DIS;D3;20kV/400V;3P;100kVA;YZN5;OD | ZM0103 | U | NORMAL | 0 | 0 | 0 | 0 | 1000 | HAR-Transformator
7400 | UIW Sulselrabar | 7428 | PLN UP3 Makassar Selatan | 2540 | Gd Ry Sunggumina | ZST1 | PLN Stock Materials | 000000002030022 | DS;K;20kV;3P;630A;;;OD | ZM0203 | U | NORMAL | 0 | 0 | 0 | 0 | 1001 | HAR-Switchgear&Jaringan
7400 | UIW Sulselrabar | 7428 | PLN UP3 Makassar Selatan | 2540 | Gd Ry Sunggumina | ZST1 | PLN Stock Materials | 000000002050097 | CT;380/220V;RING;100/5A;1;5VA;P | ZM0205 | BH | PRE-MEMORY | 9 | 0 | 0 | 0 | 1001 | HAR-Switchgear&Jaringan
7400 | UIW Sulselrabar | 7428 | PLN UP3 Makassar Selatan | 2540 | Gd Ry Sunggumina | ZST1 | PLN Stock Materials | 000000002050100 | CT;380/220V;RING;150/5A;0.5;5VA;P | ZM0205 | BH | PRE-MEMORY | 16 | 0 | 0 | 0 | 1001 | HAR-Switchgear&Jaringan
7400 | UIW Sulselrabar | 7428 | PLN UP3 Makassar Selatan | 2540 | Gd Ry Sunggumina | ZST1 | PLN Stock Materials | 000000002050103 | CT;380/220V;RING;200/5A;0.5;5VA;P | ZM0205 | BH | PRE-MEMORY | 21 | 0 | 0 | 0 | 1001 | HAR-Switchgear&Jaringan
7400 | UIW Sulselrabar | 7428 | PLN UP3 Makassar Selatan | 2540 | Gd Ry Sunggumina | ZST1 | PLN Stock Materials | 000000002050106 | CT;380/220V;RING;250/5A;0.5;5VA;P | ZM0205 | BH | PRE-MEMORY | 12 | 0 | 0 | 0 | 1001 | HAR-Switchgear&Jaringan
7400 | UIW Sulselrabar | 7428 | PLN UP3 Makassar Selatan | 2540 | Gd Ry Sunggumina | ZST1 | PLN Stock Materials | 000000002050109 | CT;380/220V;RING;300/5A;0.5;5VA;P | ZM0205 | BH | PRE-MEMORY | 7 | 0 | 0 | 0 | 1001 | HAR-Switchgear&Jaringan
7400 | UIW Sulselrabar | 7428 | PLN UP3 Makassar Selatan | 2540 | Gd Ry Sunggumina | ZST1 | PLN Stock Materials | 000000002050109 | CT;380/220V;RING;300/5A;0.5;5VA;P | ZM0205 | BH | NORMAL | 3 | 0 | 0 | 0 | 1001 | HAR-Switchgear&Jaringan
7400 | UIW Sulselrabar | 7428 | PLN UP3 Makassar Selatan | 2540 | Gd Ry Sunggumina | ZST1 | PLN Stock Materials | 000000002050730 | CT;380/220V;RING;125/5A;1;3.75VA;P | ZM0205 | BH | PRE-MEMORY | 21 | 0 | 0 | 0 | 1001 | HAR-Switchgear&Jaringan
7400 | UIW Sulselrabar | 7428 | PLN UP3 Makassar Selatan | 2540 | Gd Ry Sunggumina | ZST1 | PLN Stock Materials | 000000002050734 | CT;380/220V;RING;160/5A;0.5;2.5VA;P | ZM0205 | BH | PRE-MEMORY | 0 | 0 | 0 | 0 | 1001 | HAR-Switchgear&Jaringan
7400 | UIW Sulselrabar | 7428 | PLN UP3 Makassar Selatan | 2540 | Gd Ry Sunggumina | ZST1 | PLN Stock Materials | 000000002070045 | PT;20kV;K;;20000/V3-100/V3;0.5;50VA;OD | ZM0207 | BH | NORMAL | 0 | 0 | 0 | 0 | 1001 | HAR-Switchgear&Jaringan
7400 | UIW Sulselrabar | 7428 | PLN UP3 Makassar Selatan | 2540 | Gd Ry Sunggumina | ZST1 | PLN Stock Materials | 000000002090032 | LA;20-24kV;K;10kA;POLYMER;; | ZM0209 | BH | PRE-MEMORY | 0 | 0 | 0 | 0 | 1001 | HAR-Switchgear&Jaringan
7400 | UIW Sulselrabar | 7428 | PLN UP3 Makassar Selatan | 2540 | Gd Ry Sunggumina | ZST1 | PLN Stock Materials | 000000002090032 | LA;20-24kV;K;10kA;POLYMER;; | ZM0209 | BH | NORMAL | 0 | 0 | 0 | 0 | 1001 | HAR-Switchgear&Jaringan
7400 | UIW Sulselrabar | 7428 | PLN UP3 Makassar Selatan | 2540 | Gd Ry Sunggumina | ZST1 | PLN Stock Materials | 000000002190045 | MTR;kWH M;;1P;230V;20-60A;2;;2W | ZM0219 | BH | PRE-MEMORY | 0 | 0 | 0 | 0 | 1003 | HAR-Alat Ukur
7400 | UIW Sulselrabar | 7428 | PLN UP3 Makassar Selatan | 2540 | Gd Ry Sunggumina | ZST1 | PLN Stock Materials | 000000002190045 | MTR;kWH M;;1P;230V;20-60A;2;;2W | ZM0219 | BH | NORMAL | 0 | 0 | 0 | 0 | 1003 | HAR-Alat Ukur
7400 | UIW Sulselrabar | 7428 | PLN UP3 Makassar Selatan | 2540 | Gd Ry Sunggumina | ZST1 | PLN Stock Materials | 000000002190052 | MTR;kWH M;;3P;220/380V;20-60A;2;ST;4W | ZM0219 | BH | PRE-MEMORY | 0 | 0 | 0 | 0 | 1003 | HAR-Alat Ukur
7400 | UIW Sulselrabar | 7428 | PLN UP3 Makassar Selatan | 2540 | Gd Ry Sunggumina | ZST1 | PLN Stock Materials | 000000002190096 | MTR;KWHMCOM;;1P;230V;5-20A MINMCB;2;ST; | ZM0219 | BH | NORMAL | 0 | 0 | 0 | 0 | 1003 | HAR-Alat Ukur
7400 | UIW Sulselrabar | 7428 | PLN UP3 Makassar Selatan | 2540 | Gd Ry Sunggumina | ZST1 | PLN Stock Materials | 000000002190194 | MTR;kWH E;;3P;220/380V;5-100A;1;;4W | ZM0219 | BH | PRE-MEMORY | 0 | 0 | 0 | 0 | 1003 | HAR-Alat Ukur
7400 | UIW Sulselrabar | 7428 | PLN UP3 Makassar Selatan | 2540 | Gd Ry Sunggumina | ZST1 | PLN Stock Materials | 000000002190207 | MTR;kWH E-PR;;1P;230V;5-60A;2;;2W | ZM0219 | BH | NORMAL | 0 | 0 | 0 | 0 | 1003 | HAR-Alat Ukur
7400 | UIW Sulselrabar | 7428 | PLN UP3 Makassar Selatan | 2540 | Gd Ry Sunggumina | ZST1 | PLN Stock Materials | 000000002190210 | MTR;kWH M;;3P;220/380V;5-20A;1;ST;4W | ZM0219 | BH | PRE-MEMORY | 0 | 0 | 0 | 0 | 1003 | HAR-Alat Ukur
7400 | UIW Sulselrabar | 7428 | PLN UP3 Makassar Selatan | 2540 | Gd Ry Sunggumina | ZST1 | PLN Stock Materials | 000000002190210 | MTR;kWH M;;3P;220/380V;5-20A;1;ST;4W | ZM0219 | BH | NORMAL | 0 | 0 | 0 | 0 | 1003 | HAR-Alat Ukur
7400 | UIW Sulselrabar | 7428 | PLN UP3 Makassar Selatan | 2540 | Gd Ry Sunggumina | ZST1 | PLN Stock Materials | 000000002190218 | MTR;kWH E;;3P;230/400V;5-80A;1;;4W | ZM0219 | BH | PRE-MEMORY | 0 | 0 | 0 | 0 | 1003 | HAR-Alat Ukur
7400 | UIW Sulselrabar | 7428 | PLN UP3 Makassar Selatan | 2540 | Gd Ry Sunggumina | ZST1 | PLN Stock Materials | 000000002190218 | MTR;kWH E;;3P;230/400V;5-80A;1;;4W | ZM0219 | BH | NORMAL | 22 | 0 | 0 | 0 | 1003 | HAR-Alat Ukur
7400 | UIW Sulselrabar | 7428 | PLN UP3 Makassar Selatan | 2540 | Gd Ry Sunggumina | ZST1 | PLN Stock Materials | 000000002190219 | MTR;kWH E;;3P;57.7/240V;5-10A;0.5;;4W | ZM0219 | BH | PRE-MEMORY | 0 | 0 | 0 | 0 | 1003 | HAR-Alat Ukur
7400 | UIW Sulselrabar | 7428 | PLN UP3 Makassar Selatan | 2540 | Gd Ry Sunggumina | ZST1 | PLN Stock Materials | 000000002190219 | MTR;kWH E;;3P;57.7/240V;5-10A;0.5;;4W | ZM0219 | BH | NORMAL | 0 | 0 | 0 | 0 | 1003 | HAR-Alat Ukur
7400 | UIW Sulselrabar | 7428 | PLN UP3 Makassar Selatan | 2540 | Gd Ry Sunggumina | ZST1 | PLN Stock Materials | 000000002190222 | MTR;kWH ECOM;;1P;230V;5-40A MINMCB;1;; | ZM0219 | BH | PRE-MEMORY | 0 | 0 | 0 | 0 | 1003 | HAR-Alat Ukur
7400 | UIW Sulselrabar | 7428 | PLN UP3 Makassar Selatan | 2540 | Gd Ry Sunggumina | ZST1 | PLN Stock Materials | 000000002190224 | MTR;kWH E-PR;;1P;230V;5-60A;1;;2W | ZM0219 | BH | PRE-MEMORY | 0 | 0 | 0 | 0 | 1003 | HAR-Alat Ukur
7400 | UIW Sulselrabar | 7428 | PLN UP3 Makassar Selatan | 2540 | Gd Ry Sunggumina | ZST1 | PLN Stock Materials | 000000002190224 | MTR;kWH E-PR;;1P;230V;5-60A;1;;2W | ZM0219 | BH | NORMAL | 1083 | 0 | 0 | 0 | 1003 | HAR-Alat Ukur
7400 | UIW Sulselrabar | 7428 | PLN UP3 Makassar Selatan | 2540 | Gd Ry Sunggumina | ZST1 | PLN Stock Materials | 000000002190231 | MTR;kWH E;;1P;230V;5-40A;1;;2W | ZM0219 | BH | PRE-MEMORY | 199 | 0 | 0 | 0 | 1003 | HAR-Alat Ukur
7400 | UIW Sulselrabar | 7428 | PLN UP3 Makassar Selatan | 2540 | Gd Ry Sunggumina | ZST1 | PLN Stock Materials | 000000002190231 | MTR;kWH E;;1P;230V;5-40A;1;;2W | ZM0219 | BH | NORMAL | 72 | 0 | 0 | 0 | 1003 | HAR-Alat Ukur
7400 | UIW Sulselrabar | 7428 | PLN UP3 Makassar Selatan | 2540 | Gd Ry Sunggumina | ZST1 | PLN Stock Materials | 000000002190253 | MTR;kWH E;3P;230/400V;5-10A;1;;4W | ZM0219 | BH | PRE-MEMORY | 0 | 0 | 0 | 0 | 1003 | HAR-Alat Ukur
7400 | UIW Sulselrabar | 7428 | PLN UP3 Makassar Selatan | 2540 | Gd Ry Sunggumina | ZST1 | PLN Stock Materials | 000000002190253 | MTR;kWH E;3P;230/400V;5-10A;1;;4W | ZM0219 | BH | NORMAL | 14 | 0 | 0 | 0 | 1003 | HAR-Alat Ukur
7400 | UIW Sulselrabar | 7428 | PLN UP3 Makassar Selatan | 2540 | Gd Ry Sunggumina | ZST1 | PLN Stock Materials | 000000002200004 | MTR ACC;SEGEL PLASTIC | ZM0220 | BH | NORMAL | 0 | 0 | 0 | 0 | 1003 | HAR-Alat Ukur
7400 | UIW Sulselrabar | 7428 | PLN UP3 Makassar Selatan | 2540 | Gd Ry Sunggumina | ZST1 | PLN Stock Materials | 000000002200016 | MTR ACC;SEGEL PUTAR PLASTIC | ZM0220 | BH | NORMAL | 0 | 0 | 0 | 0 | 1003 | HAR-Alat Ukur
7400 | UIW Sulselrabar | 7428 | PLN UP3 Makassar Selatan | 2540 | Gd Ry Sunggumina | ZST1 | PLN Stock Materials | 000000002200023 | MTR ACC;MODEM GSM/56KBPS | ZM0220 | BH | NORMAL | 0 | 0 | 0 | 0 | 1003 | HAR-Alat Ukur
7400 | UIW Sulselrabar | 7428 | PLN UP3 Makassar Selatan | 2540 | Gd Ry Sunggumina | ZST1 | PLN Stock Materials | 000000002230195 | CLAMP;LLC;AL;70-150mm2;BOLT | ZM0223 | BH | NORMAL | 0 | 0 | 0 | 0 | 1001 | HAR-Switchgear&Jaringan
7400 | UIW Sulselrabar | 7428 | PLN UP3 Makassar Selatan | 2540 | Gd Ry Sunggumina | ZST1 | PLN Stock Materials | 000000002240024 | FUSE;380/220V;100A;SQUARE;1 | ZM0224 | BH | NORMAL | 0 | 0 | 0 | 0 | 1001 | HAR-Switchgear&Jaringan
7400 | UIW Sulselrabar | 7428 | PLN UP3 Makassar Selatan | 2540 | Gd Ry Sunggumina | ZST1 | PLN Stock Materials | 000000002240029 | FUSE;380/220V;125A;SQUARE;1 | ZM0224 | BH | NORMAL | 0 | 0 | 0 | 0 | 1001 | HAR-Switchgear&Jaringan
7400 | UIW Sulselrabar | 7428 | PLN UP3 Makassar Selatan | 2540 | Gd Ry Sunggumina | ZST1 | PLN Stock Materials | 000000002240038 | FUSE;380/220V;200A;SQUARE;1 | ZM0224 | BH | NORMAL | 0 | 0 | 0 | 0 | 1001 | HAR-Switchgear&Jaringan
7400 | UIW Sulselrabar | 7428 | PLN UP3 Makassar Selatan | 2540 | Gd Ry Sunggumina | ZST1 | PLN Stock Materials | 000000002240044 | FUSE;380/220V;250A;SQUARE;1 | ZM0224 | BH | NORMAL | 26 | 0 | 0 | 0 | 1001 | HAR-Switchgear&Jaringan
7400 | UIW Sulselrabar | 7428 | PLN UP3 Makassar Selatan | 2540 | Gd Ry Sunggumina | ZST1 | PLN Stock Materials | 000000002240048 | FUSE;380/220V;300A;SQUARE;2 | ZM0224 | BH | PRE-MEMORY | 0 | 0 | 0 | 0 | 1001 | HAR-Switchgear&Jaringan
7400 | UIW Sulselrabar | 7428 | PLN UP3 Makassar Selatan | 2540 | Gd Ry Sunggumina | ZST1 | PLN Stock Materials | 000000002240048 | FUSE;380/220V;300A;SQUARE;2 | ZM0224 | BH | NORMAL | 22 | 0 | 0 | 0 | 1001 | HAR-Switchgear&Jaringan
7400 | UIW Sulselrabar | 7428 | PLN UP3 Makassar Selatan | 2540 | Gd Ry Sunggumina | ZST1 | PLN Stock Materials | 000000002240049 | FUSE;380/220V;315A;SQUARE;2 | ZM0224 | BH | PRE-MEMORY | 0 | 0 | 0 | 0 | 1001 | HAR-Switchgear&Jaringan
7400 | UIW Sulselrabar | 7428 | PLN UP3 Makassar Selatan | 2540 | Gd Ry Sunggumina | ZST1 | PLN Stock Materials | 000000002240049 | FUSE;380/220V;315A;SQUARE;2 | ZM0224 | BH | NORMAL | 43 | 0 | 0 | 0 | 1001 | HAR-Switchgear&Jaringan
7400 | UIW Sulselrabar | 7428 | PLN UP3 Makassar Selatan | 2540 | Gd Ry Sunggumina | ZST1 | PLN Stock Materials | 000000002240050 | FUSE;380/220V;355A;SQUARE;2 | ZM0224 | BH | PRE-MEMORY | 0 | 0 | 0 | 0 | 1001 | HAR-Switchgear&Jaringan
7400 | UIW Sulselrabar | 7428 | PLN UP3 Makassar Selatan | 2540 | Gd Ry Sunggumina | ZST1 | PLN Stock Materials | 000000002240050 | FUSE;380/220V;355A;SQUARE;2 | ZM0224 | BH | NORMAL | 0 | 0 | 0 | 0 | 1001 | HAR-Switchgear&Jaringan
7400 | UIW Sulselrabar | 7428 | PLN UP3 Makassar Selatan | 2540 | Gd Ry Sunggumina | ZST1 | PLN Stock Materials | 000000002240072 | FUSE;380/220V;80A;SQUARE;1 | ZM0224 | BH | NORMAL | 0 | 0 | 0 | 0 | 1001 | HAR-Switchgear&Jaringan
7400 | UIW Sulselrabar | 7428 | PLN UP3 Makassar Selatan | 2540 | Gd Ry Sunggumina | ZST1 | PLN Stock Materials | 000000002240113 | FUSE;380/220V;250A;SQUARE;2 | ZM0224 | BH | PRE-MEMORY | 0 | 0 | 0 | 0 | 1001 | HAR-Switchgear&Jaringan
7400 | UIW Sulselrabar | 7428 | PLN UP3 Makassar Selatan | 2540 | Gd Ry Sunggumina | ZST1 | PLN Stock Materials | 000000002240113 | FUSE;380/220V;250A;SQUARE;2 | ZM0224 | BH | NORMAL | 0 | 0 | 0 | 0 | 1001 | HAR-Switchgear&Jaringan
7400 | UIW Sulselrabar | 7428 | PLN UP3 Makassar Selatan | 2540 | Gd Ry Sunggumina | ZST1 | PLN Stock Materials | 000000002240119 | FUSE;380/220V;80A;SQUARE;2 | ZM0224 | BH | PRE-MEMORY | 0 | 0 | 0 | 0 | 1001 | HAR-Switchgear&Jaringan
7400 | UIW Sulselrabar | 7428 | PLN UP3 Makassar Selatan | 2540 | Gd Ry Sunggumina | ZST1 | PLN Stock Materials | 000000002240120 | FUSE;380/220V;100A;SQUARE;2 | ZM0224 | BH | PRE-MEMORY | 0 | 0 | 0 | 0 | 1001 | HAR-Switchgear&Jaringan
7400 | UIW Sulselrabar | 7428 | PLN UP3 Makassar Selatan | 2540 | Gd Ry Sunggumina | ZST1 | PLN Stock Materials | 000000002240120 | FUSE;380/220V;100A;SQUARE;2 | ZM0224 | BH | NORMAL | 45 | 0 | 0 | 0 | 1001 | HAR-Switchgear&Jaringan
7400 | UIW Sulselrabar | 7428 | PLN UP3 Makassar Selatan | 2540 | Gd Ry Sunggumina | ZST1 | PLN Stock Materials | 000000002240121 | FUSE;380/220V;125A;SQUARE;2 | ZM0224 | BH | PRE-MEMORY | 0 | 0 | 0 | 0 | 1001 | HAR-Switchgear&Jaringan
7400 | UIW Sulselrabar | 7428 | PLN UP3 Makassar Selatan | 2540 | Gd Ry Sunggumina | ZST1 | PLN Stock Materials | 000000002240121 | FUSE;380/220V;125A;SQUARE;2 | ZM0224 | BH | NORMAL | 0 | 0 | 0 | 0 | 1001 | HAR-Switchgear&Jaringan
7400 | UIW Sulselrabar | 7428 | PLN UP3 Makassar Selatan | 2540 | Gd Ry Sunggumina | ZST1 | PLN Stock Materials | 000000002240122 | FUSE;380/220V;160A;SQUARE;2 | ZM0224 | BH | PRE-MEMORY | 0 | 0 | 0 | 0 | 1001 | HAR-Switchgear&Jaringan
7400 | UIW Sulselrabar | 7428 | PLN UP3 Makassar Selatan | 2540 | Gd Ry Sunggumina | ZST1 | PLN Stock Materials | 000000002240122 | FUSE;380/220V;160A;SQUARE;2 | ZM0224 | BH | NORMAL | 29 | 0 | 0 | 0 | 1001 | HAR-Switchgear&Jaringan
7400 | UIW Sulselrabar | 7428 | PLN UP3 Makassar Selatan | 2540 | Gd Ry Sunggumina | ZST1 | PLN Stock Materials | 000000002240123 | FUSE;380/220V;200A;SQUARE;2 | ZM0224 | BH | PRE-MEMORY | 0 | 0 | 0 | 0 | 1001 | HAR-Switchgear&Jaringan
7400 | UIW Sulselrabar | 7428 | PLN UP3 Makassar Selatan | 2540 | Gd Ry Sunggumina | ZST1 | PLN Stock Materials | 000000002240123 | FUSE;380/220V;200A;SQUARE;2 | ZM0224 | BH | NORMAL | 24 | 0 | 0 | 0 | 1001 | HAR-Switchgear&Jaringan
7400 | UIW Sulselrabar | 7428 | PLN UP3 Makassar Selatan | 2540 | Gd Ry Sunggumina | ZST1 | PLN Stock Materials | 000000002240125 | FUSE;380/220V;350A;SQUARE;2 | ZM0224 | BH | NORMAL | 47 | 0 | 0 | 0 | 1001 | HAR-Switchgear&Jaringan
7400 | UIW Sulselrabar | 7428 | PLN UP3 Makassar Selatan | 2540 | Gd Ry Sunggumina | ZST1 | PLN Stock Materials | 000000003030030 | POLE;STEEL;20kV;CIRCL;11m;200daN;; | ZM0303 | BTG | NORMAL | 0 | 0 | 0 | 0 | 1004 | HAR-Menara&Tiang
7400 | UIW Sulselrabar | 7428 | PLN UP3 Makassar Selatan | 2540 | Gd Ry Sunggumina | ZST1 | PLN Stock Materials | 000000003050050 | CONDUCTOR;AAAC-S;240mm2; | ZM0305 | M | NORMAL | 0 | 0 | 0 | 0 | 1001 | HAR-Switchgear&Jaringan
7400 | UIW Sulselrabar | 7428 | PLN UP3 Makassar Selatan | 2540 | Gd Ry Sunggumina | ZST1 | PLN Stock Materials | 000000003050084 | CONDUCTOR;AAAC-S;150mm2; | ZM0305 | M | NORMAL | 0 | 0 | 0 | 0 | 1001 | HAR-Switchgear&Jaringan
7400 | UIW Sulselrabar | 7428 | PLN UP3 Makassar Selatan | 2540 | Gd Ry Sunggumina | ZST1 | PLN Stock Materials | 000000003050088 | CONDUCTOR;AAAC-S;70mm2; | ZM0305 | M | NORMAL | 0 | 0 | 0 | 0 | 1001 | HAR-Switchgear&Jaringan
7400 | UIW Sulselrabar | 7428 | PLN UP3 Makassar Selatan | 2540 | Gd Ry Sunggumina | ZST1 | PLN Stock Materials | 000000003060122 | COND ACC;DEAD END ASSEMBLY | ZM0306 | BH | NORMAL | 0 | 0 | 0 | 0 | 1001 | HAR-Switchgear&Jaringan
7400 | UIW Sulselrabar | 7428 | PLN UP3 Makassar Selatan | 2540 | Gd Ry Sunggumina | ZST1 | PLN Stock Materials | 000000003060130 | COND ACC;NON TENSION JOINT AL 70mm2 | ZM0306 | BH | PRE-MEMORY | 0 | 0 | 0 | 0 | 1001 | HAR-Switchgear&Jaringan
7400 | UIW Sulselrabar | 7428 | PLN UP3 Makassar Selatan | 2540 | Gd Ry Sunggumina | ZST1 | PLN Stock Materials | 000000003060130 | COND ACC;NON TENSION JOINT AL 70mm2 | ZM0306 | BH | NORMAL | 0 | 0 | 0 | 0 | 1001 | HAR-Switchgear&Jaringan
7400 | UIW Sulselrabar | 7428 | PLN UP3 Makassar Selatan | 2540 | Gd Ry Sunggumina | ZST1 | PLN Stock Materials | 000000003060135 | COND ACC;JOINT SLEEVE AL 35mm2 INSUL | ZM0306 | BH | PRE-MEMORY | 0 | 0 | 0 | 0 | 1001 | HAR-Switchgear&Jaringan
7400 | UIW Sulselrabar | 7428 | PLN UP3 Makassar Selatan | 2540 | Gd Ry Sunggumina | ZST1 | PLN Stock Materials | 000000003060137 | COND ACC;JOINT SLEEVE AL 70mm2 INSUL | ZM0306 | BH | PRE-MEMORY | 0 | 0 | 0 | 0 | 1001 | HAR-Switchgear&Jaringan
7400 | UIW Sulselrabar | 7428 | PLN UP3 Makassar Selatan | 2540 | Gd Ry Sunggumina | ZST1 | PLN Stock Materials | 000000003060137 | COND ACC;JOINT SLEEVE AL 70mm2 INSUL | ZM0306 | BH | NORMAL | 0 | 0 | 0 | 0 | 1001 | HAR-Switchgear&Jaringan
7400 | UIW Sulselrabar | 7428 | PLN UP3 Makassar Selatan | 2540 | Gd Ry Sunggumina | ZST1 | PLN Stock Materials | 000000003060143 | COND ACC;JOINT SLEEVE AL 70mm2 | ZM0306 | BH | NORMAL | 55 | 0 | 0 | 0 | 1001 | HAR-Switchgear&Jaringan
7400 | UIW Sulselrabar | 7428 | PLN UP3 Makassar Selatan | 2540 | Gd Ry Sunggumina | ZST1 | PLN Stock Materials | 000000003060145 | COND ACC;JOINT SLEEVE AL 150mm2 | ZM0306 | BH | PRE-MEMORY | 0 | 0 | 0 | 0 | 1001 | HAR-Switchgear&Jaringan
7400 | UIW Sulselrabar | 7428 | PLN UP3 Makassar Selatan | 2540 | Gd Ry Sunggumina | ZST1 | PLN Stock Materials | 000000003060145 | COND ACC;JOINT SLEEVE AL 150mm2 | ZM0306 | BH | NORMAL | 24 | 0 | 0 | 0 | 1001 | HAR-Switchgear&Jaringan
7400 | UIW Sulselrabar | 7428 | PLN UP3 Makassar Selatan | 2540 | Gd Ry Sunggumina | ZST1 | PLN Stock Materials | 000000003060146 | COND ACC;JOINT SLEEVE AL 240mm2 | ZM0306 | BH | PRE-MEMORY | 0 | 0 | 0 | 0 | 1001 | HAR-Switchgear&Jaringan
7400 | UIW Sulselrabar | 7428 | PLN UP3 Makassar Selatan | 2540 | Gd Ry Sunggumina | ZST1 | PLN Stock Materials | 000000003060146 | COND ACC;JOINT SLEEVE AL 240mm2 | ZM0306 | BH | NORMAL | 0 | 0 | 0 | 0 | 1001 | HAR-Switchgear&Jaringan
7400 | UIW Sulselrabar | 7428 | PLN UP3 Makassar Selatan | 2540 | Gd Ry Sunggumina | ZST1 | PLN Stock Materials | 000000003060185 | COND ACC;TAP CONNECOR KEDAP AIR 6-25 | ZM0306 | BH | NORMAL | 0 | 0 | 0 | 0 | 1001 | HAR-Switchgear&Jaringan
7400 | UIW Sulselrabar | 7428 | PLN UP3 Makassar Selatan | 2540 | Gd Ry Sunggumina | ZST1 | PLN Stock Materials | 000000003060209 | COND ACC;JOINT ALCU 16mm2 | ZM0306 | BH | NORMAL | 0 | 0 | 0 | 0 | 1001 | HAR-Switchgear&Jaringan
7400 | UIW Sulselrabar | 7428 | PLN UP3 Makassar Selatan | 2540 | Gd Ry Sunggumina | ZST1 | PLN Stock Materials | 000000003060319 | COND ACC;JOINT ALCU 50-70mm2 COMP | ZM0306 | BH | NORMAL | 0 | 0 | 0 | 0 | 1001 | HAR-Switchgear&Jaringan
7400 | UIW Sulselrabar | 7428 | PLN UP3 Makassar Selatan | 2540 | Gd Ry Sunggumina | ZST1 | PLN Stock Materials | 000000003060320 | COND ACC;JOINT ALCU 70-70mm2 COMP | ZM0306 | BH | NORMAL | 0 | 0 | 0 | 0 | 1001 | HAR-Switchgear&Jaringan
7400 | UIW Sulselrabar | 7428 | PLN UP3 Makassar Selatan | 2540 | Gd Ry Sunggumina | ZST1 | PLN Stock Materials | 000000003060321 | COND ACC;JOINT ALCU 70-70mm2 INSUL | ZM0306 | BH | NORMAL | 0 | 0 | 0 | 0 | 1001 | HAR-Switchgear&Jaringan
7400 | UIW Sulselrabar | 7428 | PLN UP3 Makassar Selatan | 2540 | Gd Ry Sunggumina | ZST1 | PLN Stock Materials | 000000003060348 | COND ACC;NON TENSION JOINT ALCU 70mm2 | ZM0306 | BH | NORMAL | 0 | 0 | 0 | 0 | 1001 | HAR-Switchgear&Jaringan
7400 | UIW Sulselrabar | 7428 | PLN UP3 Makassar Selatan | 2540 | Gd Ry Sunggumina | ZST1 | PLN Stock Materials | 000000003060599 | COND ACC;TEKEP ISOLATOR 20KV B70 MM2 | ZM0306 | BH | NORMAL | 0 | 0 | 0 | 0 | 1001 | HAR-Switchgear&Jaringan
7400 | UIW Sulselrabar | 7428 | PLN UP3 Makassar Selatan | 2540 | Gd Ry Sunggumina | ZST1 | PLN Stock Materials | 000000003061426 | COND ACC;TEKEP ISOLATOR 20KV L70MM2 EXT | ZM0306 | U | NORMAL | 0 | 0 | 0 | 0 | 1001 | HAR-Switchgear&Jaringan
7400 | UIW Sulselrabar | 7428 | PLN UP3 Makassar Selatan | 2540 | Gd Ry Sunggumina | ZST1 | PLN Stock Materials | 000000003070151 | ISOLATOR;PINPOST;PORC;24KV;;12.5kN | ZM0307 | BH | NORMAL | 0 | 0 | 0 | 0 | 1001 | HAR-Switchgear&Jaringan
7400 | UIW Sulselrabar | 7428 | PLN UP3 Makassar Selatan | 2540 | Gd Ry Sunggumina | ZST1 | PLN Stock Materials | 000000003070152 | ISOLATOR;LINEPOST;POLYMER;24KV;;12.5kN | ZM0307 | BH | NORMAL | 0 | 0 | 0 | 0 | 1001 | HAR-Switchgear&Jaringan
7400 | UIW Sulselrabar | 7428 | PLN UP3 Makassar Selatan | 2540 | Gd Ry Sunggumina | ZST1 | PLN Stock Materials | 000000003070154 | ISOLATOR;SUSP;POLYMER;24KV;;70kN | ZM0307 | BH | NORMAL | 0 | 0 | 0 | 0 | 1001 | HAR-Switchgear&Jaringan
7400 | UIW Sulselrabar | 7428 | PLN UP3 Makassar Selatan | 2540 | Gd Ry Sunggumina | ZST1 | PLN Stock Materials | 000000003070155 | ISOLATOR;SUSP;PORC;24KV;;70kN | ZM0307 | SET | NORMAL | 0 | 0 | 0 | 0 | 1001 | HAR-Switchgear&Jaringan
7400 | UIW Sulselrabar | 7428 | PLN UP3 Makassar Selatan | 2540 | Gd Ry Sunggumina | ZST1 | PLN Stock Materials | 000000003070160 | ISOLATOR;STRAIN KAP PIN;PORC;24KV;;70kN | ZM0307 | BH | NORMAL | 10 | 0 | 0 | 0 | 1001 | HAR-Switchgear&Jaringan
7400 | UIW Sulselrabar | 7428 | PLN UP3 Makassar Selatan | 2540 | Gd Ry Sunggumina | ZST1 | PLN Stock Materials | 000000003110025 | CABLE PWR;NFA2X;2X10mm2;0.6/1kV;OH | ZM0311 | M | PRE-MEMORY | 0 | 0 | 0 | 0 | 1001 | HAR-Switchgear&Jaringan
7400 | UIW Sulselrabar | 7428 | PLN UP3 Makassar Selatan | 2540 | Gd Ry Sunggumina | ZST1 | PLN Stock Materials | 000000003110025 | CABLE PWR;NFA2X;2X10mm2;0.6/1kV;OH | ZM0311 | M | NORMAL | 0 | 0 | 0 | 0 | 1001 | HAR-Switchgear&Jaringan
7400 | UIW Sulselrabar | 7428 | PLN UP3 Makassar Selatan | 2540 | Gd Ry Sunggumina | ZST1 | PLN Stock Materials | 000000003110026 | CABLE PWR;NFA2X;2X16mm2;0.6/1kV;OH | ZM0311 | M | NORMAL | 0 | 0 | 0 | 0 | 1001 | HAR-Switchgear&Jaringan
7400 | UIW Sulselrabar | 7428 | PLN UP3 Makassar Selatan | 2540 | Gd Ry Sunggumina | ZST1 | PLN Stock Materials | 000000003110029 | CABLE PWR;NFA2X;4X16mm2;0.6/1kV;OH | ZM0311 | M | NORMAL | 0 | 0 | 0 | 0 | 1001 | HAR-Switchgear&Jaringan
7400 | UIW Sulselrabar | 7428 | PLN UP3 Makassar Selatan | 2540 | Gd Ry Sunggumina | ZST1 | PLN Stock Materials | 000000003110038 | CABLE PWR;NFA2X-T;3X35+1X25;0.6/1kV;OH | ZM0311 | M | NORMAL | 0 | 0 | 0 | 0 | 1001 | HAR-Switchgear&Jaringan
7400 | UIW Sulselrabar | 7428 | PLN UP3 Makassar Selatan | 2540 | Gd Ry Sunggumina | ZST1 | PLN Stock Materials | 000000003110039 | CABLE PWR;NFA2X-T;3X35+1X35;0.6/1kV;OH | ZM0311 | M | NORMAL | 300 | 0 | 0 | 0 | 1001 | HAR-Switchgear&Jaringan
7400 | UIW Sulselrabar | 7428 | PLN UP3 Makassar Selatan | 2540 | Gd Ry Sunggumina | ZST1 | PLN Stock Materials | 000000003110041 | CABLE PWR;NFA2X-T;3X70+1X50;0.6/1kV;OH | ZM0311 | M | NORMAL | 0 | 0 | 0 | 0 | 1001 | HAR-Switchgear&Jaringan
7400 | UIW Sulselrabar | 7428 | PLN UP3 Makassar Selatan | 2540 | Gd Ry Sunggumina | ZST1 | PLN Stock Materials | 000000003110055 | CABLE PWR;NYFGBY;4X35mm2;0.6/1kV;UG | ZM0311 | M | NORMAL | 5 | 0 | 0 | 0 | 1001 | HAR-Switchgear&Jaringan
7400 | UIW Sulselrabar | 7428 | PLN UP3 Makassar Selatan | 2540 | Gd Ry Sunggumina | ZST1 | PLN Stock Materials | 000000003110060 | CABLE PWR;NYY;1X150mm2;0.6/1kV;OH | ZM0311 | M | PRE-MEMORY | 0 | 0 | 0 | 0 | 1001 | HAR-Switchgear&Jaringan
7400 | UIW Sulselrabar | 7428 | PLN UP3 Makassar Selatan | 2540 | Gd Ry Sunggumina | ZST1 | PLN Stock Materials | 000000003110060 | CABLE PWR;NYY;1X150mm2;0.6/1kV;OH | ZM0311 | M | NORMAL | 0 | 0 | 0 | 0 | 1001 | HAR-Switchgear&Jaringan
7400 | UIW Sulselrabar | 7428 | PLN UP3 Makassar Selatan | 2540 | Gd Ry Sunggumina | ZST1 | PLN Stock Materials | 000000003110064 | CABLE PWR;NYY;1X70mm2;0.6/1kV;OH | ZM0311 | M | PRE-MEMORY | 0 | 0 | 0 | 0 | 1001 | HAR-Switchgear&Jaringan
7400 | UIW Sulselrabar | 7428 | PLN UP3 Makassar Selatan | 2540 | Gd Ry Sunggumina | ZST1 | PLN Stock Materials | 000000003110064 | CABLE PWR;NYY;1X70mm2;0.6/1kV;OH | ZM0311 | M | NORMAL | 0 | 0 | 0 | 0 | 1001 | HAR-Switchgear&Jaringan
7400 | UIW Sulselrabar | 7428 | PLN UP3 Makassar Selatan | 2540 | Gd Ry Sunggumina | ZST1 | PLN Stock Materials | 000000003110291 | CABLE PWR;NYY;1x95mm2;230/380V;OH | ZM0311 | M | PRE-MEMORY | 0 | 0 | 0 | 0 | 1001 | HAR-Switchgear&Jaringan
7400 | UIW Sulselrabar | 7428 | PLN UP3 Makassar Selatan | 2540 | Gd Ry Sunggumina | ZST1 | PLN Stock Materials | 000000003110291 | CABLE PWR;NYY;1x95mm2;230/380V;OH | ZM0311 | M | NORMAL | 0 | 0 | 0 | 0 | 1001 | HAR-Switchgear&Jaringan
7400 | UIW Sulselrabar | 7428 | PLN UP3 Makassar Selatan | 2540 | Gd Ry Sunggumina | ZST1 | PLN Stock Materials | 000000003110542 | CABLE PWR;NFA2X-T;3X70+1X70;0.6/1kV;OH | ZM0311 | M | NORMAL | 565 | 0 | 0 | 0 | 1001 | HAR-Switchgear&Jaringan
7400 | UIW Sulselrabar | 7428 | PLN UP3 Makassar Selatan | 2540 | Gd Ry Sunggumina | ZST1 | PLN Stock Materials | 000000003120013 | CABLE PWR ACC;CABLE SHOE CU 150mm2 | ZM0312 | BH | PRE-MEMORY | 0 | 0 | 0 | 0 | 1001 | HAR-Switchgear&Jaringan
7400 | UIW Sulselrabar | 7428 | PLN UP3 Makassar Selatan | 2540 | Gd Ry Sunggumina | ZST1 | PLN Stock Materials | 000000003120013 | CABLE PWR ACC;CABLE SHOE CU 150mm2 | ZM0312 | BH | NORMAL | 0 | 0 | 0 | 0 | 1001 | HAR-Switchgear&Jaringan
7400 | UIW Sulselrabar | 7428 | PLN UP3 Makassar Selatan | 2540 | Gd Ry Sunggumina | ZST1 | PLN Stock Materials | 000000003120016 | CABLE PWR ACC;CABLE SHOE CU 35mm2 | ZM0312 | BH | PRE-MEMORY | 0 | 0 | 0 | 0 | 1001 | HAR-Switchgear&Jaringan
7400 | UIW Sulselrabar | 7428 | PLN UP3 Makassar Selatan | 2540 | Gd Ry Sunggumina | ZST1 | PLN Stock Materials | 000000003120017 | CABLE PWR ACC;CABLE SHOE CU 50mm2 | ZM0312 | BH | PRE-MEMORY | 0 | 0 | 0 | 0 | 1001 | HAR-Switchgear&Jaringan
7400 | UIW Sulselrabar | 7428 | PLN UP3 Makassar Selatan | 2540 | Gd Ry Sunggumina | ZST1 | PLN Stock Materials | 000000003120017 | CABLE PWR ACC;CABLE SHOE CU 50mm2 | ZM0312 | BH | NORMAL | 0 | 0 | 0 | 0 | 1001 | HAR-Switchgear&Jaringan
7400 | UIW Sulselrabar | 7428 | PLN UP3 Makassar Selatan | 2540 | Gd Ry Sunggumina | ZST1 | PLN Stock Materials | 000000003120018 | CABLE PWR ACC;CABLE SHOE CU 95mm2 | ZM0312 | BH | NORMAL | 0 | 0 | 0 | 0 | 1001 | HAR-Switchgear&Jaringan
7400 | UIW Sulselrabar | 7428 | PLN UP3 Makassar Selatan | 2540 | Gd Ry Sunggumina | ZST1 | PLN Stock Materials | 000000003120037 | CABLE PWR ACC;DEAD END ASSY FIXED 50mm | ZM0312 | SET | NORMAL | 0 | 0 | 0 | 0 | 1001 | HAR-Switchgear&Jaringan
7400 | UIW Sulselrabar | 7428 | PLN UP3 Makassar Selatan | 2540 | Gd Ry Sunggumina | ZST1 | PLN Stock Materials | 000000003120058 | CABLE PWR ACC;LARGE ANGLE ASSY 70mm | ZM0312 | SET | PRE-MEMORY | 0 | 0 | 0 | 0 | 1001 | HAR-Switchgear&Jaringan
7400 | UIW Sulselrabar | 7428 | PLN UP3 Makassar Selatan | 2540 | Gd Ry Sunggumina | ZST1 | PLN Stock Materials | 000000003120058 | CABLE PWR ACC;LARGE ANGLE ASSY 70mm | ZM0312 | SET | NORMAL | 0 | 0 | 0 | 0 | 1001 | HAR-Switchgear&Jaringan
7400 | UIW Sulselrabar | 7428 | PLN UP3 Makassar Selatan | 2540 | Gd Ry Sunggumina | ZST1 | PLN Stock Materials | 000000003120092 | CABLE PWR ACC;SUSPENSION ASSY 70mm | ZM0312 | SET | PRE-MEMORY | 0 | 0 | 0 | 0 | 1001 | HAR-Switchgear&Jaringan
7400 | UIW Sulselrabar | 7428 | PLN UP3 Makassar Selatan | 2540 | Gd Ry Sunggumina | ZST1 | PLN Stock Materials | 000000003120092 | CABLE PWR ACC;SUSPENSION ASSY 70mm | ZM0312 | SET | NORMAL | 0 | 0 | 0 | 0 | 1001 | HAR-Switchgear&Jaringan
7400 | UIW Sulselrabar | 7428 | PLN UP3 Makassar Selatan | 2540 | Gd Ry Sunggumina | ZST1 | PLN Stock Materials | 000000003120113 | CABLE PWR ACC;CABLE SHOE AL-CU 50mm2 | ZM0312 | BH | PRE-MEMORY | 0 | 0 | 0 | 0 | 1001 | HAR-Switchgear&Jaringan
7400 | UIW Sulselrabar | 7428 | PLN UP3 Makassar Selatan | 2540 | Gd Ry Sunggumina | ZST1 | PLN Stock Materials | 000000003120113 | CABLE PWR ACC;CABLE SHOE AL-CU 50mm2 | ZM0312 | BH | NORMAL | 0 | 0 | 0 | 0 | 1001 | HAR-Switchgear&Jaringan
7400 | UIW Sulselrabar | 7428 | PLN UP3 Makassar Selatan | 2540 | Gd Ry Sunggumina | ZST1 | PLN Stock Materials | 000000003120114 | CABLE PWR ACC;CABLE SHOE CU 70mm2 | ZM0312 | BH | PRE-MEMORY | 0 | 0 | 0 | 0 | 1001 | HAR-Switchgear&Jaringan
7400 | UIW Sulselrabar | 7428 | PLN UP3 Makassar Selatan | 2540 | Gd Ry Sunggumina | ZST1 | PLN Stock Materials | 000000003120114 | CABLE PWR ACC;CABLE SHOE CU 70mm2 | ZM0312 | BH | NORMAL | 0 | 0 | 0 | 0 | 1001 | HAR-Switchgear&Jaringan
7400 | UIW Sulselrabar | 7428 | PLN UP3 Makassar Selatan | 2540 | Gd Ry Sunggumina | ZST1 | PLN Stock Materials | 000000003120116 | CABLE PWR ACC;CABLE SHOE AL-CU 95mm2 | ZM0312 | BH | PRE-MEMORY | 0 | 0 | 0 | 0 | 1001 | HAR-Switchgear&Jaringan
7400 | UIW Sulselrabar | 7428 | PLN UP3 Makassar Selatan | 2540 | Gd Ry Sunggumina | ZST1 | PLN Stock Materials | 000000003120118 | CABLE PWR ACC;CABLE SHOE AL-CU 150mm2 | ZM0312 | BH | PRE-MEMORY | 0 | 0 | 0 | 0 | 1001 | HAR-Switchgear&Jaringan
7400 | UIW Sulselrabar | 7428 | PLN UP3 Makassar Selatan | 2540 | Gd Ry Sunggumina | ZST1 | PLN Stock Materials | 000000003120118 | CABLE PWR ACC;CABLE SHOE AL-CU 150mm2 | ZM0312 | BH | NORMAL | 0 | 0 | 0 | 0 | 1001 | HAR-Switchgear&Jaringan
7400 | UIW Sulselrabar | 7428 | PLN UP3 Makassar Selatan | 2540 | Gd Ry Sunggumina | ZST1 | PLN Stock Materials | 000000003120142 | CABLE PWR ACC;WEDGE CLAMP 2x(6-16)mm | ZM0312 | BH | NORMAL | 0 | 0 | 0 | 0 | 1001 | HAR-Switchgear&Jaringan
7400 | UIW Sulselrabar | 7428 | PLN UP3 Makassar Selatan | 2540 | Gd Ry Sunggumina | ZST1 | PLN Stock Materials | 000000003120154 | CABLE PWR ACC;CABLE SHOE AL-CU 1H 35mm2 | ZM0312 | BH | NORMAL | 0 | 0 | 0 | 0 | 1001 | HAR-Switchgear&Jaringan
7400 | UIW Sulselrabar | 7428 | PLN UP3 Makassar Selatan | 2540 | Gd Ry Sunggumina | ZST1 | PLN Stock Materials | 000000003120155 | CABLE PWR ACC;CABLE SHOE AL-CU 1H 50mm2 | ZM0312 | BH | NORMAL | 10 | 0 | 0 | 0 | 1001 | HAR-Switchgear&Jaringan
7400 | UIW Sulselrabar | 7428 | PLN UP3 Makassar Selatan | 2540 | Gd Ry Sunggumina | ZST1 | PLN Stock Materials | 000000003120156 | CABLE PWR ACC;CABLE SHOE AL-CU 1H 70mm2 | ZM0312 | BH | PRE-MEMORY | 0 | 0 | 0 | 0 | 1001 | HAR-Switchgear&Jaringan
7400 | UIW Sulselrabar | 7428 | PLN UP3 Makassar Selatan | 2540 | Gd Ry Sunggumina | ZST1 | PLN Stock Materials | 000000003120156 | CABLE PWR ACC;CABLE SHOE AL-CU 1H 70mm2 | ZM0312 | BH | NORMAL | 0 | 0 | 0 | 0 | 1001 | HAR-Switchgear&Jaringan
7400 | UIW Sulselrabar | 7428 | PLN UP3 Makassar Selatan | 2540 | Gd Ry Sunggumina | ZST1 | PLN Stock Materials | 000000003120157 | CABLE PWR ACC;CABLE SHOE AL-CU 1H 95mm2 | ZM0312 | BH | NORMAL | 0 | 0 | 0 | 0 | 1001 | HAR-Switchgear&Jaringan
7400 | UIW Sulselrabar | 7428 | PLN UP3 Makassar Selatan | 2540 | Gd Ry Sunggumina | ZST1 | PLN Stock Materials | 000000003120159 | CABLE PWR ACC;CABLE SHOE AL-CU 1H 150mm2 | ZM0312 | BH | NORMAL | 84 | 0 | 0 | 0 | 1001 | HAR-Switchgear&Jaringan
7400 | UIW Sulselrabar | 7428 | PLN UP3 Makassar Selatan | 2540 | Gd Ry Sunggumina | ZST1 | PLN Stock Materials | 000000003120161 | CABLE PWR ACC;CABLE SHOE AL-CU 1H 240mm2 | ZM0312 | BH | NORMAL | 10 | 0 | 0 | 0 | 1001 | HAR-Switchgear&Jaringan
7400 | UIW Sulselrabar | 7428 | PLN UP3 Makassar Selatan | 2540 | Gd Ry Sunggumina | ZST1 | PLN Stock Materials | 000000003120171 | CABLE PWR ACC;CABLE SHOE AL-CU 2H 150mm2 | ZM0312 | BH | NORMAL | 0 | 0 | 0 | 0 | 1001 | HAR-Switchgear&Jaringan
7400 | UIW Sulselrabar | 7428 | PLN UP3 Makassar Selatan | 2540 | Gd Ry Sunggumina | ZST1 | PLN Stock Materials | 000000003120173 | CABLE PWR ACC;CABLE SHOE AL-CU 2H 240mm2 | ZM0312 | BH | PRE-MEMORY | 0 | 0 | 0 | 0 | 1001 | HAR-Switchgear&Jaringan
7400 | UIW Sulselrabar | 7428 | PLN UP3 Makassar Selatan | 2540 | Gd Ry Sunggumina | ZST1 | PLN Stock Materials | 000000003120173 | CABLE PWR ACC;CABLE SHOE AL-CU 2H 240mm2 | ZM0312 | BH | NORMAL | 0 | 0 | 0 | 0 | 1001 | HAR-Switchgear&Jaringan
7400 | UIW Sulselrabar | 7428 | PLN UP3 Makassar Selatan | 2540 | Gd Ry Sunggumina | ZST1 | PLN Stock Materials | 000000003120227 | CABLE PWR ACC;CABLE SHOE CU ID 1H 50mm2 | ZM0312 | BH | NORMAL | 10 | 0 | 0 | 0 | 1001 | HAR-Switchgear&Jaringan
7400 | UIW Sulselrabar | 7428 | PLN UP3 Makassar Selatan | 2540 | Gd Ry Sunggumina | ZST1 | PLN Stock Materials | 000000003120228 | CABLE PWR ACC;CABLE SHOE CU ID 1H 70mm2 | ZM0312 | BH | NORMAL | 20 | 0 | 0 | 0 | 1001 | HAR-Switchgear&Jaringan
7400 | UIW Sulselrabar | 7428 | PLN UP3 Makassar Selatan | 2540 | Gd Ry Sunggumina | ZST1 | PLN Stock Materials | 000000003120231 | CABLE PWR ACC;CABLE SHOE CU ID 1H 150mm2 | ZM0312 | BH | NORMAL | 30 | 0 | 0 | 0 | 1001 | HAR-Switchgear&Jaringan
7400 | UIW Sulselrabar | 7428 | PLN UP3 Makassar Selatan | 2540 | Gd Ry Sunggumina | ZST1 | PLN Stock Materials | 000000003120244 | CABLE PWR ACC;CABLE SHOE CU OD 1H 150mm2 | ZM0312 | BH | NORMAL | 0 | 0 | 0 | 0 | 1001 | HAR-Switchgear&Jaringan
7400 | UIW Sulselrabar | 7428 | PLN UP3 Makassar Selatan | 2540 | Gd Ry Sunggumina | ZST1 | PLN Stock Materials | 000000003120314 | CABLE PWR ACC;SERVICE WC 6-25/6-25mm2 | ZM0312 | BH | PRE-MEMORY | 0 | 0 | 0 | 0 | 1001 | HAR-Switchgear&Jaringan
7400 | UIW Sulselrabar | 7428 | PLN UP3 Makassar Selatan | 2540 | Gd Ry Sunggumina | ZST1 | PLN Stock Materials | 000000003120314 | CABLE PWR ACC;SERVICE WC 6-25/6-25mm2 | ZM0312 | BH | NORMAL | 0 | 0 | 0 | 0 | 1001 | HAR-Switchgear&Jaringan
7400 | UIW Sulselrabar | 7428 | PLN UP3 Makassar Selatan | 2540 | Gd Ry Sunggumina | ZST1 | PLN Stock Materials | 000000003120486 | CABLE PWR ACC;SUSPENSION ASSY 25-70mm | ZM0312 | BH | NORMAL | 0 | 0 | 0 | 0 | 1001 | HAR-Switchgear&Jaringan
7400 | UIW Sulselrabar | 7428 | PLN UP3 Makassar Selatan | 2540 | Gd Ry Sunggumina | ZST1 | PLN Stock Materials | 000000003120530 | CABLE PWR ACC;WEDGE CLAMP 2/4x6-25mm2 | ZM0312 | BH | NORMAL | 145 | 0 | 0 | 0 | 1001 | HAR-Switchgear&Jaringan
7400 | UIW Sulselrabar | 7428 | PLN UP3 Makassar Selatan | 2540 | Gd Ry Sunggumina | ZST1 | PLN Stock Materials | 000000003190002 | CUT OUT;20kV;6-100A;10kA;125kV | ZM0319 | BH | NORMAL | 2 | 0 | 0 | 0 | 1001 | HAR-Switchgear&Jaringan
7400 | UIW Sulselrabar | 7428 | PLN UP3 Makassar Selatan | 2540 | Gd Ry Sunggumina | ZST1 | PLN Stock Materials | 000000003190018 | CUT OUT;24kV;6-100A;12kA;POLYMER-125kV | ZM0319 | BH | PRE-MEMORY | 0 | 0 | 0 | 0 | 1001 | HAR-Switchgear&Jaringan
7400 | UIW Sulselrabar | 7428 | PLN UP3 Makassar Selatan | 2540 | Gd Ry Sunggumina | ZST1 | PLN Stock Materials | 000000003190018 | CUT OUT;24kV;6-100A;12kA;POLYMER-125kV | ZM0319 | BH | NORMAL | 0 | 0 | 0 | 0 | 1001 | HAR-Switchgear&Jaringan
7400 | UIW Sulselrabar | 7428 | PLN UP3 Makassar Selatan | 2540 | Gd Ry Sunggumina | ZST1 | PLN Stock Materials | 000000003200002 | CUT OUT ACC;FUSE LINK 20kV 10A | ZM0320 | BH | PRE-MEMORY | 0 | 0 | 0 | 0 | 1001 | HAR-Switchgear&Jaringan
7400 | UIW Sulselrabar | 7428 | PLN UP3 Makassar Selatan | 2540 | Gd Ry Sunggumina | ZST1 | PLN Stock Materials | 000000003200002 | CUT OUT ACC;FUSE LINK 20kV 10A | ZM0320 | BH | NORMAL | 13 | 0 | 0 | 0 | 1001 | HAR-Switchgear&Jaringan
7400 | UIW Sulselrabar | 7428 | PLN UP3 Makassar Selatan | 2540 | Gd Ry Sunggumina | ZST1 | PLN Stock Materials | 000000003200004 | CUT OUT ACC;FUSE LINK 20kV 15A | ZM0320 | BH | PRE-MEMORY | 0 | 0 | 0 | 0 | 1001 | HAR-Switchgear&Jaringan
7400 | UIW Sulselrabar | 7428 | PLN UP3 Makassar Selatan | 2540 | Gd Ry Sunggumina | ZST1 | PLN Stock Materials | 000000003200004 | CUT OUT ACC;FUSE LINK 20kV 15A | ZM0320 | BH | NORMAL | 30 | 0 | 0 | 0 | 1001 | HAR-Switchgear&Jaringan
7400 | UIW Sulselrabar | 7428 | PLN UP3 Makassar Selatan | 2540 | Gd Ry Sunggumina | ZST1 | PLN Stock Materials | 000000003200005 | CUT OUT ACC;FUSE LINK 20kV 20A | ZM0320 | BH | PRE-MEMORY | 0 | 0 | 0 | 0 | 1001 | HAR-Switchgear&Jaringan
7400 | UIW Sulselrabar | 7428 | PLN UP3 Makassar Selatan | 2540 | Gd Ry Sunggumina | ZST1 | PLN Stock Materials | 000000003200005 | CUT OUT ACC;FUSE LINK 20kV 20A | ZM0320 | BH | NORMAL | 0 | 0 | 0 | 0 | 1001 | HAR-Switchgear&Jaringan
7400 | UIW Sulselrabar | 7428 | PLN UP3 Makassar Selatan | 2540 | Gd Ry Sunggumina | ZST1 | PLN Stock Materials | 000000003200007 | CUT OUT ACC;FUSE LINK 20kV 25A | ZM0320 | BH | PRE-MEMORY | 0 | 0 | 0 | 0 | 1001 | HAR-Switchgear&Jaringan
7400 | UIW Sulselrabar | 7428 | PLN UP3 Makassar Selatan | 2540 | Gd Ry Sunggumina | ZST1 | PLN Stock Materials | 000000003200007 | CUT OUT ACC;FUSE LINK 20kV 25A | ZM0320 | BH | NORMAL | 81 | 0 | 0 | 0 | 1001 | HAR-Switchgear&Jaringan
7400 | UIW Sulselrabar | 7428 | PLN UP3 Makassar Selatan | 2540 | Gd Ry Sunggumina | ZST1 | PLN Stock Materials | 000000003200008 | CUT OUT ACC;FUSE LINK 20kV 2A | ZM0320 | BH | PRE-MEMORY | 0 | 0 | 0 | 0 | 1001 | HAR-Switchgear&Jaringan
7400 | UIW Sulselrabar | 7428 | PLN UP3 Makassar Selatan | 2540 | Gd Ry Sunggumina | ZST1 | PLN Stock Materials | 000000003200008 | CUT OUT ACC;FUSE LINK 20kV 2A | ZM0320 | BH | NORMAL | 0 | 0 | 0 | 0 | 1001 | HAR-Switchgear&Jaringan
7400 | UIW Sulselrabar | 7428 | PLN UP3 Makassar Selatan | 2540 | Gd Ry Sunggumina | ZST1 | PLN Stock Materials | 000000003200009 | CUT OUT ACC;FUSE LINK 20kV 30A | ZM0320 | BH | NORMAL | 0 | 0 | 0 | 0 | 1001 | HAR-Switchgear&Jaringan
7400 | UIW Sulselrabar | 7428 | PLN UP3 Makassar Selatan | 2540 | Gd Ry Sunggumina | ZST1 | PLN Stock Materials | 000000003200010 | CUT OUT ACC;FUSE LINK 20kV 3A | ZM0320 | BH | PRE-MEMORY | 0 | 0 | 0 | 0 | 1001 | HAR-Switchgear&Jaringan
7400 | UIW Sulselrabar | 7428 | PLN UP3 Makassar Selatan | 2540 | Gd Ry Sunggumina | ZST1 | PLN Stock Materials | 000000003200010 | CUT OUT ACC;FUSE LINK 20kV 3A | ZM0320 | BH | NORMAL | 11 | 0 | 0 | 0 | 1001 | HAR-Switchgear&Jaringan
7400 | UIW Sulselrabar | 7428 | PLN UP3 Makassar Selatan | 2540 | Gd Ry Sunggumina | ZST1 | PLN Stock Materials | 000000003200015 | CUT OUT ACC;FUSE LINK 20kV 6A | ZM0320 | BH | PRE-MEMORY | 0 | 0 | 0 | 0 | 1001 | HAR-Switchgear&Jaringan
7400 | UIW Sulselrabar | 7428 | PLN UP3 Makassar Selatan | 2540 | Gd Ry Sunggumina | ZST1 | PLN Stock Materials | 000000003200015 | CUT OUT ACC;FUSE LINK 20kV 6A | ZM0320 | BH | NORMAL | 18 | 0 | 0 | 0 | 1001 | HAR-Switchgear&Jaringan
7400 | UIW Sulselrabar | 7428 | PLN UP3 Makassar Selatan | 2540 | Gd Ry Sunggumina | ZST1 | PLN Stock Materials | 000000003200017 | CUT OUT ACC;FUSE LINK 20kV 8A | ZM0320 | BH | PRE-MEMORY | 0 | 0 | 0 | 0 | 1001 | HAR-Switchgear&Jaringan
7400 | UIW Sulselrabar | 7428 | PLN UP3 Makassar Selatan | 2540 | Gd Ry Sunggumina | ZST1 | PLN Stock Materials | 000000003200017 | CUT OUT ACC;FUSE LINK 20kV 8A | ZM0320 | BH | NORMAL | 8 | 0 | 0 | 0 | 1001 | HAR-Switchgear&Jaringan
7400 | UIW Sulselrabar | 7428 | PLN UP3 Makassar Selatan | 2540 | Gd Ry Sunggumina | ZST1 | PLN Stock Materials | 000000003200018 | CUT OUT ACC;FUSE LINK 20kV 5A | ZM0320 | BH | PRE-MEMORY | 0 | 0 | 0 | 0 | 1001 | HAR-Switchgear&Jaringan
7400 | UIW Sulselrabar | 7428 | PLN UP3 Makassar Selatan | 2540 | Gd Ry Sunggumina | ZST1 | PLN Stock Materials | 000000003200018 | CUT OUT ACC;FUSE LINK 20kV 5A | ZM0320 | BH | NORMAL | 51 | 0 | 0 | 0 | 1001 | HAR-Switchgear&Jaringan
7400 | UIW Sulselrabar | 7428 | PLN UP3 Makassar Selatan | 2540 | Gd Ry Sunggumina | ZST1 | PLN Stock Materials | 000000003210009 | POLE TOP SWITCH;20KV;630A;12.5KA;REC | ZM0321 | SET | NORMAL | 0 | 0 | 0 | 0 | 1001 | HAR-Switchgear&Jaringan
7400 | UIW Sulselrabar | 7428 | PLN UP3 Makassar Selatan | 2540 | Gd Ry Sunggumina | ZST1 | PLN Stock Materials | 000000003250012 | MCB;220/250V;1P;2A;50Hz; | ZM0325 | BH | NORMAL | 0 | 0 | 0 | 0 | 1003 | HAR-Alat Ukur
7400 | UIW Sulselrabar | 7428 | PLN UP3 Makassar Selatan | 2540 | Gd Ry Sunggumina | ZST1 | PLN Stock Materials | 000000003250023 | MCB;380/440V;3P;160A;50Hz;MCCB | ZM0325 | BH | PRE-MEMORY | 4 | 0 | 0 | 0 | 1003 | HAR-Alat Ukur
7400 | UIW Sulselrabar | 7428 | PLN UP3 Makassar Selatan | 2540 | Gd Ry Sunggumina | ZST1 | PLN Stock Materials | 000000003250023 | MCB;380/440V;3P;160A;50Hz;MCCB | ZM0325 | BH | NORMAL | 0 | 0 | 0 | 0 | 1003 | HAR-Alat Ukur
7400 | UIW Sulselrabar | 7428 | PLN UP3 Makassar Selatan | 2540 | Gd Ry Sunggumina | ZST1 | PLN Stock Materials | 000000003250026 | MCB;380/440V;3P;300A;50Hz;MCCB | ZM0325 | BH | PRE-MEMORY | 0 | 0 | 0 | 0 | 1003 | HAR-Alat Ukur
7400 | UIW Sulselrabar | 7428 | PLN UP3 Makassar Selatan | 2540 | Gd Ry Sunggumina | ZST1 | PLN Stock Materials | 000000003250026 | MCB;380/440V;3P;300A;50Hz;MCCB | ZM0325 | BH | NORMAL | 0 | 0 | 0 | 0 | 1003 | HAR-Alat Ukur
7400 | UIW Sulselrabar | 7428 | PLN UP3 Makassar Selatan | 2540 | Gd Ry Sunggumina | ZST1 | PLN Stock Materials | 000000003250031 | MCB;380/440V;3P;63A;50Hz; | ZM0325 | BH | NORMAL | 1 | 0 | 0 | 0 | 1003 | HAR-Alat Ukur
7400 | UIW Sulselrabar | 7428 | PLN UP3 Makassar Selatan | 2540 | Gd Ry Sunggumina | ZST1 | PLN Stock Materials | 000000003250032 | MCB;380/440V;3P;63A;50Hz;MCCB | ZM0325 | BH | PRE-MEMORY | 0 | 0 | 0 | 0 | 1003 | HAR-Alat Ukur
7400 | UIW Sulselrabar | 7428 | PLN UP3 Makassar Selatan | 2540 | Gd Ry Sunggumina | ZST1 | PLN Stock Materials | 000000003250032 | MCB;380/440V;3P;63A;50Hz;MCCB | ZM0325 | BH | NORMAL | 0 | 0 | 0 | 0 | 1003 | HAR-Alat Ukur
7400 | UIW Sulselrabar | 7428 | PLN UP3 Makassar Selatan | 2540 | Gd Ry Sunggumina | ZST1 | PLN Stock Materials | 000000003250034 | MCB;380/440V;3P;80A;50Hz;MCCB | ZM0325 | BH | PRE-MEMORY | 0 | 0 | 0 | 0 | 1003 | HAR-Alat Ukur
7400 | UIW Sulselrabar | 7428 | PLN UP3 Makassar Selatan | 2540 | Gd Ry Sunggumina | ZST1 | PLN Stock Materials | 000000003250034 | MCB;380/440V;3P;80A;50Hz;MCCB | ZM0325 | BH | NORMAL | 0 | 0 | 0 | 0 | 1003 | HAR-Alat Ukur
7400 | UIW Sulselrabar | 7428 | PLN UP3 Makassar Selatan | 2540 | Gd Ry Sunggumina | ZST1 | PLN Stock Materials | 000000003250046 | MCB;230/400V;1P;2A;50Hz; | ZM0325 | BH | PRE-MEMORY | 0 | 0 | 0 | 0 | 1003 | HAR-Alat Ukur
7400 | UIW Sulselrabar | 7428 | PLN UP3 Makassar Selatan | 2540 | Gd Ry Sunggumina | ZST1 | PLN Stock Materials | 000000003250046 | MCB;230/400V;1P;2A;50Hz; | ZM0325 | BH | NORMAL | 11 | 0 | 0 | 0 | 1003 | HAR-Alat Ukur
7400 | UIW Sulselrabar | 7428 | PLN UP3 Makassar Selatan | 2540 | Gd Ry Sunggumina | ZST1 | PLN Stock Materials | 000000003250048 | MCB;230/400V;1P;4A;50Hz; | ZM0325 | BH | PRE-MEMORY | 0 | 0 | 0 | 0 | 1003 | HAR-Alat Ukur
7400 | UIW Sulselrabar | 7428 | PLN UP3 Makassar Selatan | 2540 | Gd Ry Sunggumina | ZST1 | PLN Stock Materials | 000000003250048 | MCB;230/400V;1P;4A;50Hz; | ZM0325 | BH | NORMAL | 440 | 0 | 0 | 0 | 1003 | HAR-Alat Ukur
7400 | UIW Sulselrabar | 7428 | PLN UP3 Makassar Selatan | 2540 | Gd Ry Sunggumina | ZST1 | PLN Stock Materials | 000000003250050 | MCB;230/400V;1P;6A;50Hz; | ZM0325 | BH | PRE-MEMORY | 0 | 0 | 0 | 0 | 1003 | HAR-Alat Ukur
7400 | UIW Sulselrabar | 7428 | PLN UP3 Makassar Selatan | 2540 | Gd Ry Sunggumina | ZST1 | PLN Stock Materials | 000000003250050 | MCB;230/400V;1P;6A;50Hz; | ZM0325 | BH | NORMAL | 0 | 0 | 0 | 0 | 1003 | HAR-Alat Ukur
7400 | UIW Sulselrabar | 7428 | PLN UP3 Makassar Selatan | 2540 | Gd Ry Sunggumina | ZST1 | PLN Stock Materials | 000000003250052 | MCB;230/400V;1P;10A;50Hz; | ZM0325 | BH | NORMAL | 0 | 0 | 0 | 0 | 1003 | HAR-Alat Ukur
7400 | UIW Sulselrabar | 7428 | PLN UP3 Makassar Selatan | 2540 | Gd Ry Sunggumina | ZST1 | PLN Stock Materials | 000000003250054 | MCB;230/400V;1P;16A;50Hz; | ZM0325 | BH | PRE-MEMORY | 0 | 0 | 0 | 0 | 1003 | HAR-Alat Ukur
7400 | UIW Sulselrabar | 7428 | PLN UP3 Makassar Selatan | 2540 | Gd Ry Sunggumina | ZST1 | PLN Stock Materials | 000000003250054 | MCB;230/400V;1P;16A;50Hz; | ZM0325 | BH | NORMAL | 149 | 0 | 0 | 0 | 1003 | HAR-Alat Ukur
7400 | UIW Sulselrabar | 7428 | PLN UP3 Makassar Selatan | 2540 | Gd Ry Sunggumina | ZST1 | PLN Stock Materials | 000000003250056 | MCB;230/400V;1P;20A;50Hz; | ZM0325 | BH | PRE-MEMORY | 0 | 0 | 0 | 0 | 1003 | HAR-Alat Ukur
7400 | UIW Sulselrabar | 7428 | PLN UP3 Makassar Selatan | 2540 | Gd Ry Sunggumina | ZST1 | PLN Stock Materials | 000000003250056 | MCB;230/400V;1P;20A;50Hz; | ZM0325 | BH | NORMAL | 2 | 0 | 0 | 0 | 1003 | HAR-Alat Ukur
7400 | UIW Sulselrabar | 7428 | PLN UP3 Makassar Selatan | 2540 | Gd Ry Sunggumina | ZST1 | PLN Stock Materials | 000000003250058 | MCB;230/400V;1P;25A;50Hz; | ZM0325 | BH | PRE-MEMORY | 0 | 0 | 0 | 0 | 1003 | HAR-Alat Ukur
7400 | UIW Sulselrabar | 7428 | PLN UP3 Makassar Selatan | 2540 | Gd Ry Sunggumina | ZST1 | PLN Stock Materials | 000000003250058 | MCB;230/400V;1P;25A;50Hz; | ZM0325 | BH | NORMAL | 76 | 0 | 0 | 0 | 1003 | HAR-Alat Ukur
7400 | UIW Sulselrabar | 7428 | PLN UP3 Makassar Selatan | 2540 | Gd Ry Sunggumina | ZST1 | PLN Stock Materials | 000000003250059 | MCB;230/400V;1P;35A;50Hz; | ZM0325 | BH | NORMAL | 0 | 0 | 0 | 0 | 1003 | HAR-Alat Ukur
7400 | UIW Sulselrabar | 7428 | PLN UP3 Makassar Selatan | 2540 | Gd Ry Sunggumina | ZST1 | PLN Stock Materials | 000000003250060 | MCB;230/400V;1P;50A;50Hz; | ZM0325 | BH | PRE-MEMORY | 0 | 0 | 0 | 0 | 1003 | HAR-Alat Ukur
7400 | UIW Sulselrabar | 7428 | PLN UP3 Makassar Selatan | 2540 | Gd Ry Sunggumina | ZST1 | PLN Stock Materials | 000000003250060 | MCB;230/400V;1P;50A;50Hz; | ZM0325 | BH | NORMAL | 13 | 0 | 0 | 0 | 1003 | HAR-Alat Ukur
7400 | UIW Sulselrabar | 7428 | PLN UP3 Makassar Selatan | 2540 | Gd Ry Sunggumina | ZST1 | PLN Stock Materials | 000000003250063 | MCB;380/440V;3P;100A;50HZ;MCCB | ZM0325 | BH | PRE-MEMORY | 0 | 0 | 0 | 0 | 1003 | HAR-Alat Ukur
7400 | UIW Sulselrabar | 7428 | PLN UP3 Makassar Selatan | 2540 | Gd Ry Sunggumina | ZST1 | PLN Stock Materials | 000000003250063 | MCB;380/440V;3P;100A;50HZ;MCCB | ZM0325 | BH | NORMAL | 2 | 0 | 0 | 0 | 1003 | HAR-Alat Ukur
7400 | UIW Sulselrabar | 7428 | PLN UP3 Makassar Selatan | 2540 | Gd Ry Sunggumina | ZST1 | PLN Stock Materials | 000000003250064 | MCB;380/440V;3P;125A;50HZ;MCCB | ZM0325 | BH | PRE-MEMORY | 0 | 0 | 0 | 0 | 1003 | HAR-Alat Ukur
7400 | UIW Sulselrabar | 7428 | PLN UP3 Makassar Selatan | 2540 | Gd Ry Sunggumina | ZST1 | PLN Stock Materials | 000000003250064 | MCB;380/440V;3P;125A;50HZ;MCCB | ZM0325 | BH | NORMAL | 2 | 0 | 0 | 0 | 1003 | HAR-Alat Ukur
7400 | UIW Sulselrabar | 7428 | PLN UP3 Makassar Selatan | 2540 | Gd Ry Sunggumina | ZST1 | PLN Stock Materials | 000000003250065 | MCB;380/440V;3P;250A;50HZ;MCCB | ZM0325 | BH | PRE-MEMORY | 8 | 0 | 0 | 0 | 1003 | HAR-Alat Ukur
7400 | UIW Sulselrabar | 7428 | PLN UP3 Makassar Selatan | 2540 | Gd Ry Sunggumina | ZST1 | PLN Stock Materials | 000000003250076 | MCB;230/400V;3P;200A;50Hz;MCCB | ZM0325 | BH | PRE-MEMORY | 5 | 0 | 0 | 0 | 1003 | HAR-Alat Ukur
7400 | UIW Sulselrabar | 7428 | PLN UP3 Makassar Selatan | 2540 | Gd Ry Sunggumina | ZST1 | PLN Stock Materials | 000000003250077 | MCB;230/400V;3P;225A;50Hz;MCCB | ZM0325 | BH | PRE-MEMORY | 4 | 0 | 0 | 0 | 1003 | HAR-Alat Ukur
7400 | UIW Sulselrabar | 7428 | PLN UP3 Makassar Selatan | 2540 | Gd Ry Sunggumina | ZST1 | PLN Stock Materials | 000000003250077 | MCB;230/400V;3P;225A;50Hz;MCCB | ZM0325 | BH | NORMAL | 4 | 0 | 0 | 0 | 1003 | HAR-Alat Ukur
7400 | UIW Sulselrabar | 7428 | PLN UP3 Makassar Selatan | 2540 | Gd Ry Sunggumina | ZST1 | PLN Stock Materials | 000000003250097 | MCB;230/400V;3P;10A;50Hz; | ZM0325 | BH | PRE-MEMORY | 0 | 0 | 0 | 0 | 1003 | HAR-Alat Ukur
7400 | UIW Sulselrabar | 7428 | PLN UP3 Makassar Selatan | 2540 | Gd Ry Sunggumina | ZST1 | PLN Stock Materials | 000000003250097 | MCB;230/400V;3P;10A;50Hz; | ZM0325 | BH | NORMAL | 0 | 0 | 0 | 0 | 1003 | HAR-Alat Ukur
7400 | UIW Sulselrabar | 7428 | PLN UP3 Makassar Selatan | 2540 | Gd Ry Sunggumina | ZST1 | PLN Stock Materials | 000000003250099 | MCB;230/400V;3P;16A;50Hz; | ZM0325 | BH | PRE-MEMORY | 0 | 0 | 0 | 0 | 1003 | HAR-Alat Ukur
7400 | UIW Sulselrabar | 7428 | PLN UP3 Makassar Selatan | 2540 | Gd Ry Sunggumina | ZST1 | PLN Stock Materials | 000000003250099 | MCB;230/400V;3P;16A;50Hz; | ZM0325 | BH | NORMAL | 2 | 0 | 0 | 0 | 1003 | HAR-Alat Ukur
7400 | UIW Sulselrabar | 7428 | PLN UP3 Makassar Selatan | 2540 | Gd Ry Sunggumina | ZST1 | PLN Stock Materials | 000000003250100 | MCB;230/400V;3P;20A;50Hz; | ZM0325 | BH | PRE-MEMORY | 0 | 0 | 0 | 0 | 1003 | HAR-Alat Ukur
7400 | UIW Sulselrabar | 7428 | PLN UP3 Makassar Selatan | 2540 | Gd Ry Sunggumina | ZST1 | PLN Stock Materials | 000000003250100 | MCB;230/400V;3P;20A;50Hz; | ZM0325 | BH | NORMAL | 4 | 0 | 0 | 0 | 1003 | HAR-Alat Ukur
7400 | UIW Sulselrabar | 7428 | PLN UP3 Makassar Selatan | 2540 | Gd Ry Sunggumina | ZST1 | PLN Stock Materials | 000000003250102 | MCB;230/400V;3P;25A;50Hz; | ZM0325 | BH | PRE-MEMORY | 0 | 0 | 0 | 0 | 1003 | HAR-Alat Ukur
7400 | UIW Sulselrabar | 7428 | PLN UP3 Makassar Selatan | 2540 | Gd Ry Sunggumina | ZST1 | PLN Stock Materials | 000000003250102 | MCB;230/400V;3P;25A;50Hz; | ZM0325 | BH | NORMAL | 0 | 0 | 0 | 0 | 1003 | HAR-Alat Ukur
7400 | UIW Sulselrabar | 7428 | PLN UP3 Makassar Selatan | 2540 | Gd Ry Sunggumina | ZST1 | PLN Stock Materials | 000000003250103 | MCB;230/400V;3P;35A;50Hz; | ZM0325 | BH | PRE-MEMORY | 0 | 0 | 0 | 0 | 1003 | HAR-Alat Ukur
7400 | UIW Sulselrabar | 7428 | PLN UP3 Makassar Selatan | 2540 | Gd Ry Sunggumina | ZST1 | PLN Stock Materials | 000000003250103 | MCB;230/400V;3P;35A;50Hz; | ZM0325 | BH | NORMAL | 4 | 0 | 0 | 0 | 1003 | HAR-Alat Ukur
7400 | UIW Sulselrabar | 7428 | PLN UP3 Makassar Selatan | 2540 | Gd Ry Sunggumina | ZST1 | PLN Stock Materials | 000000003250104 | MCB;230/400V;3P;50A;50Hz; | ZM0325 | BH | PRE-MEMORY | 0 | 0 | 0 | 0 | 1003 | HAR-Alat Ukur
7400 | UIW Sulselrabar | 7428 | PLN UP3 Makassar Selatan | 2540 | Gd Ry Sunggumina | ZST1 | PLN Stock Materials | 000000003250104 | MCB;230/400V;3P;50A;50Hz; | ZM0325 | BH | NORMAL | 0 | 0 | 0 | 0 | 1003 | HAR-Alat Ukur
7400 | UIW Sulselrabar | 7428 | PLN UP3 Makassar Selatan | 2540 | Gd Ry Sunggumina | ZST1 | PLN Stock Materials | 000000003250289 | MCB;230/400V;3P;25A;50HZ;MCCB+SHUNTTRIP | ZM0325 | BH | NORMAL | 0 | 0 | 0 | 0 | 1003 | HAR-Alat Ukur
7400 | UIW Sulselrabar | 7428 | PLN UP3 Makassar Selatan | 2540 | Gd Ry Sunggumina | ZST1 | PLN Stock Materials | 000000003250291 | MCB;230/400V;3P;50A;50HZ;MCCB+SHUNTTRIP | ZM0325 | BH | NORMAL | 0 | 0 | 0 | 0 | 1003 | HAR-Alat Ukur
7400 | UIW Sulselrabar | 7428 | PLN UP3 Makassar Selatan | 2540 | Gd Ry Sunggumina | ZST1 | PLN Stock Materials | 000000003260018 | LVSB;DIST;3P;380V;630A;4LINE;OD | ZM0326 | SET | PRE-MEMORY | 0 | 0 | 0 | 0 | 1001 | HAR-Switchgear&Jaringan
7400 | UIW Sulselrabar | 7428 | PLN UP3 Makassar Selatan | 2540 | Gd Ry Sunggumina | ZST1 | PLN Stock Materials | 000000003260018 | LVSB;DIST;3P;380V;630A;4LINE;OD | ZM0326 | SET | NORMAL | 0 | 0 | 0 | 0 | 1001 | HAR-Switchgear&Jaringan
7400 | UIW Sulselrabar | 7428 | PLN UP3 Makassar Selatan | 2540 | Gd Ry Sunggumina | ZST1 | PLN Stock Materials | 000000003260027 | LVSB;DIST;3P;380V;250A;2LINE;OD | ZM0326 | U | NORMAL | 0 | 0 | 0 | 0 | 1001 | HAR-Switchgear&Jaringan
7400 | UIW Sulselrabar | 7428 | PLN UP3 Makassar Selatan | 2540 | Gd Ry Sunggumina | ZST1 | PLN Stock Materials | 000000003260161 | LVSB;DIST;3P;400V;250A;2LINE;OD | ZM0326 | SET | PRE-MEMORY | 0 | 0 | 0 | 0 | 1001 | HAR-Switchgear&Jaringan
7400 | UIW Sulselrabar | 7428 | PLN UP3 Makassar Selatan | 2540 | Gd Ry Sunggumina | ZST1 | PLN Stock Materials | 000000003260161 | LVSB;DIST;3P;400V;250A;2LINE;OD | ZM0326 | SET | NORMAL | 0 | 0 | 0 | 0 | 1001 | HAR-Switchgear&Jaringan
7400 | UIW Sulselrabar | 7428 | PLN UP3 Makassar Selatan | 2540 | Gd Ry Sunggumina | ZST1 | PLN Stock Materials | 000000003270029 | LVSB ACC;FUSE HOLDER 400A | ZM0327 | BH | NORMAL | 0 | 0 | 0 | 0 | 1001 | HAR-Switchgear&Jaringan
7400 | UIW Sulselrabar | 7428 | PLN UP3 Makassar Selatan | 2540 | Gd Ry Sunggumina | ZST1 | PLN Stock Materials | 000000003270063 | LVSB ACC;FUSE HOLDER 250A | ZM0327 | BH | PRE-MEMORY | 0 | 0 | 0 | 0 | 1001 | HAR-Switchgear&Jaringan
7400 | UIW Sulselrabar | 7428 | PLN UP3 Makassar Selatan | 2540 | Gd Ry Sunggumina | ZST1 | PLN Stock Materials | 000000003270063 | LVSB ACC;FUSE HOLDER 250A | ZM0327 | BH | NORMAL | 0 | 0 | 0 | 0 | 1001 | HAR-Switchgear&Jaringan
7400 | UIW Sulselrabar | 7428 | PLN UP3 Makassar Selatan | 2540 | Gd Ry Sunggumina | ZST1 | PLN Stock Materials | 000000003270170 | LVSB ACC;FUSE HOLDER 630A | ZM0327 | BH | PRE-MEMORY | 0 | 0 | 0 | 0 | 1001 | HAR-Switchgear&Jaringan
7400 | UIW Sulselrabar | 7428 | PLN UP3 Makassar Selatan | 2540 | Gd Ry Sunggumina | ZST1 | PLN Stock Materials | 000000003270170 | LVSB ACC;FUSE HOLDER 630A | ZM0327 | BH | NORMAL | 0 | 0 | 0 | 0 | 1001 | HAR-Switchgear&Jaringan
7400 | UIW Sulselrabar | 7428 | PLN UP3 Makassar Selatan | 2540 | Gd Ry Sunggumina | ZST1 | PLN Stock Materials | 000000003280010 | CONN;;PG W TO W;AL;D35.75-35.75mm2;BOLT | ZM0328 | BH | PRE-MEMORY | 0 | 0 | 0 | 0 | 1001 | HAR-Switchgear&Jaringan
7400 | UIW Sulselrabar | 7428 | PLN UP3 Makassar Selatan | 2540 | Gd Ry Sunggumina | ZST1 | PLN Stock Materials | 000000003280010 | CONN;;PG W TO W;AL;D35.75-35.75mm2;BOLT | ZM0328 | BH | NORMAL | 0 | 0 | 0 | 0 | 1001 | HAR-Switchgear&Jaringan
7400 | UIW Sulselrabar | 7428 | PLN UP3 Makassar Selatan | 2540 | Gd Ry Sunggumina | ZST1 | PLN Stock Materials | 000000003280095 | CONN;20kV;H;AL;50-70mm2;PRS; | ZM0328 | BH | PRE-MEMORY | 0 | 0 | 0 | 0 | 1001 | HAR-Switchgear&Jaringan
7400 | UIW Sulselrabar | 7428 | PLN UP3 Makassar Selatan | 2540 | Gd Ry Sunggumina | ZST1 | PLN Stock Materials | 000000003280095 | CONN;20kV;H;AL;50-70mm2;PRS; | ZM0328 | BH | NORMAL | 0 | 0 | 0 | 0 | 1001 | HAR-Switchgear&Jaringan
7400 | UIW Sulselrabar | 7428 | PLN UP3 Makassar Selatan | 2540 | Gd Ry Sunggumina | ZST1 | PLN Stock Materials | 000000003280139 | CONN;20kV;H;AL;70-70/70-70mm2;PRS; | ZM0328 | BH | NORMAL | 0 | 0 | 0 | 0 | 1001 | HAR-Switchgear&Jaringan
7400 | UIW Sulselrabar | 7428 | PLN UP3 Makassar Selatan | 2540 | Gd Ry Sunggumina | ZST1 | PLN Stock Materials | 000000003280148 | CONN;20kV;H;AL;240-240mm2;PRS; | ZM0328 | BH | NORMAL | 0 | 0 | 0 | 0 | 1001 | HAR-Switchgear&Jaringan
7400 | UIW Sulselrabar | 7428 | PLN UP3 Makassar Selatan | 2540 | Gd Ry Sunggumina | ZST1 | PLN Stock Materials | 000000003280151 | CONN;20kV;H;AL;35-70/35-70mm2;PRS; | ZM0328 | BH | NORMAL | 22 | 0 | 0 | 0 | 1001 | HAR-Switchgear&Jaringan
7400 | UIW Sulselrabar | 7428 | PLN UP3 Makassar Selatan | 2540 | Gd Ry Sunggumina | ZST1 | PLN Stock Materials | 000000003280162 | CONN;20kV;H;AL;35-70mm2;PRS; | ZM0328 | BH | NORMAL | 0 | 0 | 0 | 0 | 1001 | HAR-Switchgear&Jaringan
7400 | UIW Sulselrabar | 7428 | PLN UP3 Makassar Selatan | 2540 | Gd Ry Sunggumina | ZST1 | PLN Stock Materials | 000000003280185 | CONN;20kV;H;AL;150-150mm2;PRS; | ZM0328 | BH | NORMAL | 0 | 0 | 0 | 0 | 1001 | HAR-Switchgear&Jaringan
7400 | UIW Sulselrabar | 7428 | PLN UP3 Makassar Selatan | 2540 | Gd Ry Sunggumina | ZST1 | PLN Stock Materials | 000000003280266 | CONN;;H;AL;150-240mm2;; | ZM0328 | BH | NORMAL | 0 | 0 | 0 | 0 | 1001 | HAR-Switchgear&Jaringan
7400 | UIW Sulselrabar | 7428 | PLN UP3 Makassar Selatan | 2540 | Gd Ry Sunggumina | ZST1 | PLN Stock Materials | 000000003280337 | CONN;1kV;PIER;AL;6-25/35-70mm2;2BOLT;WP | ZM0328 | BH | PRE-MEMORY | 0 | 0 | 0 | 0 | 1001 | HAR-Switchgear&Jaringan
7400 | UIW Sulselrabar | 7428 | PLN UP3 Makassar Selatan | 2540 | Gd Ry Sunggumina | ZST1 | PLN Stock Materials | 000000003280337 | CONN;1kV;PIER;AL;6-25/35-70mm2;2BOLT;WP | ZM0328 | BH | NORMAL | 51 | 0 | 0 | 0 | 1001 | HAR-Switchgear&Jaringan
7400 | UIW Sulselrabar | 7428 | PLN UP3 Makassar Selatan | 2540 | Gd Ry Sunggumina | ZST1 | PLN Stock Materials | 000000003280384 | CONN;20kV;CCO;AL;70-150mm2;PRS | ZM0328 | BH | NORMAL | 0 | 0 | 0 | 0 | 1001 | HAR-Switchgear&Jaringan
7400 | UIW Sulselrabar | 7428 | PLN UP3 Makassar Selatan | 2540 | Gd Ry Sunggumina | ZST1 | PLN Stock Materials | 000000004120049 | BOX;APPIII;ST PLATE 2mm; | ZM0412 | BH | PRE-MEMORY | 0 | 0 | 0 | 0 | 1003 | HAR-Alat Ukur
7400 | UIW Sulselrabar | 7428 | PLN UP3 Makassar Selatan | 2540 | Gd Ry Sunggumina | ZST1 | PLN Stock Materials | 000000004120049 | BOX;APPIII;ST PLATE 2mm; | ZM0412 | BH | NORMAL | 0 | 0 | 0 | 0 | 1003 | HAR-Alat Ukur
7400 | UIW Sulselrabar | 7428 | PLN UP3 Makassar Selatan | 2540 | Gd Ry Sunggumina | ZST1 | PLN Stock Materials | 000000004120101 | BOX;MER TRIP MODEM MCCB CT TR 41,5KVA EN | ZM0412 | SET | NORMAL | 0 | 0 | 0 | 0 | 1003 | HAR-Alat Ukur
7400 | UIW Sulselrabar | 7428 | PLN UP3 Makassar Selatan | 2540 | Gd Ry Sunggumina | ZST1 | PLN Stock Materials | 000000004120102 | BOX;MER TRIP MODEM MCCB CT TR 53KVA | ZM0412 | SET | NORMAL | 0 | 0 | 0 | 0 | 1003 | HAR-Alat Ukur
7400 | UIW Sulselrabar | 7428 | PLN UP3 Makassar Selatan | 2540 | Gd Ry Sunggumina | ZST1 | PLN Stock Materials | 000000004120103 | BOX;MER TRIP MODEM MCCB CT TR 66KVA | ZM0412 | SET | NORMAL | 0 | 0 | 0 | 0 | 1003 | HAR-Alat Ukur
7400 | UIW Sulselrabar | 7428 | PLN UP3 Makassar Selatan | 2540 | Gd Ry Sunggumina | ZST1 | PLN Stock Materials | 000000004120104 | BOX;MER TRIP MODEM MCCB CT TR 82,5KVA | ZM0412 | SET | NORMAL | 0 | 0 | 0 | 0 | 1003 | HAR-Alat Ukur
7400 | UIW Sulselrabar | 7428 | PLN UP3 Makassar Selatan | 2540 | Gd Ry Sunggumina | ZST1 | PLN Stock Materials | 000000004120105 | BOX;MER TRIP MODEM MCCB CT TR 105KVA | ZM0412 | SET | NORMAL | 0 | 0 | 0 | 0 | 1003 | HAR-Alat Ukur
7400 | UIW Sulselrabar | 7428 | PLN UP3 Makassar Selatan | 2540 | Gd Ry Sunggumina | ZST1 | PLN Stock Materials | 000000004120106 | BOX;MER TRIP MODEM MCCB CT TR 131KVA | ZM0412 | SET | NORMAL | 0 | 0 | 0 | 0 | 1003 | HAR-Alat Ukur
7400 | UIW Sulselrabar | 7428 | PLN UP3 Makassar Selatan | 2540 | Gd Ry Sunggumina | ZST1 | PLN Stock Materials | 000000004120107 | BOX;MER TRIP MODEM MCCB CT TR 147KVA | ZM0412 | SET | NORMAL | 0 | 0 | 0 | 0 | 1003 | HAR-Alat Ukur
7400 | UIW Sulselrabar | 7428 | PLN UP3 Makassar Selatan | 2540 | Gd Ry Sunggumina | ZST1 | PLN Stock Materials | 000000004120108 | BOX;MER TRIP MODEM MCCB CT TR 164KVA | ZM0412 | SET | NORMAL | 0 | 0 | 0 | 0 | 1003 | HAR-Alat Ukur
7400 | UIW Sulselrabar | 7428 | PLN UP3 Makassar Selatan | 2540 | Gd Ry Sunggumina | ZST1 | PLN Stock Materials | 000000004120109 | BOX;MER TRIP MODEM MCCB CT TR 197KVA | ZM0412 | SET | NORMAL | 0 | 0 | 0 | 0 | 1003 | HAR-Alat Ukur
7400 | UIW Sulselrabar | 7428 | PLN UP3 Makassar Selatan | 2540 | Gd Ry Sunggumina | ZST1 | PLN Stock Materials | 000000004120121 | BOX;MER TRIP MODEM MCCB CT TR 23KVA | ZM0412 | SET | NORMAL | 0 | 0 | 0 | 0 | 1003 | HAR-Alat Ukur
7400 | UIW Sulselrabar | 7428 | PLN UP3 Makassar Selatan | 2540 | Gd Ry Sunggumina | ZST1 | PLN Stock Materials | 000000004120122 | BOX;MER TRIP MODEM MCCB CT TR 33KVA | ZM0412 | SET | NORMAL | 0 | 0 | 0 | 0 | 1003 | HAR-Alat Ukur
7400 | UIW Sulselrabar | 7428 | PLN UP3 Makassar Selatan | 2540 | Gd Ry Sunggumina | ZST1 | PLN Stock Materials | 000000004120286 | BOX;AMR COMBO;131KVA;+Shunt-Trip | ZM0412 | U | NORMAL | 0 | 0 | 0 | 0 | 1003 | HAR-Alat Ukur
7400 | UIW Sulselrabar | 7428 | PLN UP3 Makassar Selatan | 2540 | Gd Ry Sunggumina | ZST1 | PLN Stock Materials | 000000004120333 | BOX;APPIII;16.5KVA;+MCB | ZM0412 | BH | NORMAL | 0 | 0 | 0 | 0 | 1003 | HAR-Alat Ukur
7400 | UIW Sulselrabar | 7428 | PLN UP3 Makassar Selatan | 2540 | Gd Ry Sunggumina | ZST1 | PLN Stock Materials | 000000004160295 | CABLE CTRL;NYAF;1X16MM2;0.6/1KV;OH | ZM0416 | M | PRE-MEMORY | 0 | 0 | 0 | 0 | 1002 | HAR-Kabel
7400 | UIW Sulselrabar | 7428 | PLN UP3 Makassar Selatan | 2540 | Gd Ry Sunggumina | ZST1 | PLN Stock Materials | 000000004160295 | CABLE CTRL;NYAF;1X16MM2;0.6/1KV;OH | ZM0416 | M | NORMAL | 0 | 0 | 0 | 0 | 1002 | HAR-Kabel
7400 | UIW Sulselrabar | 7428 | PLN UP3 Makassar Selatan | 2540 | Gd Ry Sunggumina | ZST1 | PLN Stock Materials | 000000004170069 | CABLE CTRL ACC;LARGE ANGLE ASS 50-70mm | ZM0417 | BH | NORMAL | 0 | 0 | 0 | 0 | 1002 | HAR-Kabel
7400 | UIW Sulselrabar | 7428 | PLN UP3 Makassar Selatan | 2530 | Gd Ry Mattoangin | ZST1 | PLN Stock Materials | 000000002030022 | DS;K;20kV;3P;630A;;;OD | ZM0203 | U | NORMAL | 0 | 0 | 0 | 0 | 1001 | HAR-Switchgear&Jaringan
7400 | UIW Sulselrabar | 7428 | PLN UP3 Makassar Selatan | 2530 | Gd Ry Mattoangin | ZST1 | PLN Stock Materials | 000000002050097 | CT;380/220V;RING;100/5A;1;5VA;P | ZM0205 | BH | NORMAL | 0 | 0 | 0 | 0 | 1001 | HAR-Switchgear&Jaringan
7400 | UIW Sulselrabar | 7428 | PLN UP3 Makassar Selatan | 2530 | Gd Ry Mattoangin | ZST1 | PLN Stock Materials | 000000002050100 | CT;380/220V;RING;150/5A;0.5;5VA;P | ZM0205 | BH | NORMAL | 0 | 0 | 0 | 0 | 1001 | HAR-Switchgear&Jaringan
7400 | UIW Sulselrabar | 7428 | PLN UP3 Makassar Selatan | 2530 | Gd Ry Mattoangin | ZST1 | PLN Stock Materials | 000000002050103 | CT;380/220V;RING;200/5A;0.5;5VA;P | ZM0205 | BH | NORMAL | 0 | 0 | 0 | 0 | 1001 | HAR-Switchgear&Jaringan
7400 | UIW Sulselrabar | 7428 | PLN UP3 Makassar Selatan | 2530 | Gd Ry Mattoangin | ZST1 | PLN Stock Materials | 000000002050106 | CT;380/220V;RING;250/5A;0.5;5VA;P | ZM0205 | BH | NORMAL | 0 | 0 | 0 | 0 | 1001 | HAR-Switchgear&Jaringan
7400 | UIW Sulselrabar | 7428 | PLN UP3 Makassar Selatan | 2530 | Gd Ry Mattoangin | ZST1 | PLN Stock Materials | 000000002050109 | CT;380/220V;RING;300/5A;0.5;5VA;P | ZM0205 | BH | NORMAL | 0 | 0 | 0 | 0 | 1001 | HAR-Switchgear&Jaringan
7400 | UIW Sulselrabar | 7428 | PLN UP3 Makassar Selatan | 2530 | Gd Ry Mattoangin | ZST1 | PLN Stock Materials | 000000002050730 | CT;380/220V;RING;125/5A;1;3.75VA;P | ZM0205 | BH | NORMAL | 0 | 0 | 0 | 0 | 1001 | HAR-Switchgear&Jaringan
7400 | UIW Sulselrabar | 7428 | PLN UP3 Makassar Selatan | 2530 | Gd Ry Mattoangin | ZST1 | PLN Stock Materials | 000000002050746 | CT;380/220V;RING;600/5A;0.5;7.5VA;P | ZM0205 | BH | NORMAL | 0 | 0 | 0 | 0 | 1001 | HAR-Switchgear&Jaringan
7400 | UIW Sulselrabar | 7428 | PLN UP3 Makassar Selatan | 2530 | Gd Ry Mattoangin | ZST1 | PLN Stock Materials | 000000002090032 | LA;20-24kV;K;10kA;POLYMER;; | ZM0209 | BH | NORMAL | 0 | 0 | 0 | 0 | 1001 | HAR-Switchgear&Jaringan
7400 | UIW Sulselrabar | 7428 | PLN UP3 Makassar Selatan | 2530 | Gd Ry Mattoangin | ZST1 | PLN Stock Materials | 000000002190045 | MTR;kWH M;;1P;230V;20-60A;2;;2W | ZM0219 | BH | PRE-MEMORY | 0 | 0 | 0 | 0 | 1003 | HAR-Alat Ukur
7400 | UIW Sulselrabar | 7428 | PLN UP3 Makassar Selatan | 2530 | Gd Ry Mattoangin | ZST1 | PLN Stock Materials | 000000002190045 | MTR;kWH M;;1P;230V;20-60A;2;;2W | ZM0219 | BH | NORMAL | 0 | 0 | 0 | 0 | 1003 | HAR-Alat Ukur
7400 | UIW Sulselrabar | 7428 | PLN UP3 Makassar Selatan | 2530 | Gd Ry Mattoangin | ZST1 | PLN Stock Materials | 000000002190052 | MTR;kWH M;;3P;220/380V;20-60A;2;ST;4W | ZM0219 | BH | PRE-MEMORY | 0 | 0 | 0 | 0 | 1003 | HAR-Alat Ukur
7400 | UIW Sulselrabar | 7428 | PLN UP3 Makassar Selatan | 2530 | Gd Ry Mattoangin | ZST1 | PLN Stock Materials | 000000002190058 | MTR;kWH M;;3P;220/380V;5-20A;2;ST;4W | ZM0219 | BH | PRE-MEMORY | 0 | 0 | 0 | 0 | 1003 | HAR-Alat Ukur
7400 | UIW Sulselrabar | 7428 | PLN UP3 Makassar Selatan | 2530 | Gd Ry Mattoangin | ZST1 | PLN Stock Materials | 000000002190096 | MTR;KWHMCOM;;1P;230V;5-20A MINMCB;2;ST; | ZM0219 | BH | PRE-MEMORY | 0 | 0 | 0 | 0 | 1003 | HAR-Alat Ukur
7400 | UIW Sulselrabar | 7428 | PLN UP3 Makassar Selatan | 2530 | Gd Ry Mattoangin | ZST1 | PLN Stock Materials | 000000002190096 | MTR;KWHMCOM;;1P;230V;5-20A MINMCB;2;ST; | ZM0219 | BH | NORMAL | 0 | 0 | 0 | 0 | 1003 | HAR-Alat Ukur
7400 | UIW Sulselrabar | 7428 | PLN UP3 Makassar Selatan | 2530 | Gd Ry Mattoangin | ZST1 | PLN Stock Materials | 000000002190194 | MTR;kWH E;;3P;220/380V;5-100A;1;;4W | ZM0219 | BH | PRE-MEMORY | 0 | 0 | 0 | 0 | 1003 | HAR-Alat Ukur
7400 | UIW Sulselrabar | 7428 | PLN UP3 Makassar Selatan | 2530 | Gd Ry Mattoangin | ZST1 | PLN Stock Materials | 000000002190210 | MTR;kWH M;;3P;220/380V;5-20A;1;ST;4W | ZM0219 | BH | NORMAL | 0 | 0 | 0 | 0 | 1003 | HAR-Alat Ukur
7400 | UIW Sulselrabar | 7428 | PLN UP3 Makassar Selatan | 2530 | Gd Ry Mattoangin | ZST1 | PLN Stock Materials | 000000002190218 | MTR;kWH E;;3P;230/400V;5-80A;1;;4W | ZM0219 | BH | PRE-MEMORY | 0 | 0 | 0 | 0 | 1003 | HAR-Alat Ukur
7400 | UIW Sulselrabar | 7428 | PLN UP3 Makassar Selatan | 2530 | Gd Ry Mattoangin | ZST1 | PLN Stock Materials | 000000002190218 | MTR;kWH E;;3P;230/400V;5-80A;1;;4W | ZM0219 | BH | NORMAL | 8 | 0 | 0 | 0 | 1003 | HAR-Alat Ukur
7400 | UIW Sulselrabar | 7428 | PLN UP3 Makassar Selatan | 2530 | Gd Ry Mattoangin | ZST1 | PLN Stock Materials | 000000002190222 | MTR;kWH ECOM;;1P;230V;5-40A MINMCB;1;; | ZM0219 | BH | PRE-MEMORY | 0 | 0 | 0 | 0 | 1003 | HAR-Alat Ukur
7400 | UIW Sulselrabar | 7428 | PLN UP3 Makassar Selatan | 2530 | Gd Ry Mattoangin | ZST1 | PLN Stock Materials | 000000002190224 | MTR;kWH E-PR;;1P;230V;5-60A;1;;2W | ZM0219 | BH | PRE-MEMORY | 0 | 0 | 0 | 0 | 1003 | HAR-Alat Ukur
7400 | UIW Sulselrabar | 7428 | PLN UP3 Makassar Selatan | 2530 | Gd Ry Mattoangin | ZST1 | PLN Stock Materials | 000000002190224 | MTR;kWH E-PR;;1P;230V;5-60A;1;;2W | ZM0219 | BH | NORMAL | 207 | 0 | 0 | 0 | 1003 | HAR-Alat Ukur
7400 | UIW Sulselrabar | 7428 | PLN UP3 Makassar Selatan | 2530 | Gd Ry Mattoangin | ZST1 | PLN Stock Materials | 000000002190231 | MTR;kWH E;;1P;230V;5-40A;1;;2W | ZM0219 | BH | PRE-MEMORY | 0 | 0 | 0 | 0 | 1003 | HAR-Alat Ukur
7400 | UIW Sulselrabar | 7428 | PLN UP3 Makassar Selatan | 2530 | Gd Ry Mattoangin | ZST1 | PLN Stock Materials | 000000002190231 | MTR;kWH E;;1P;230V;5-40A;1;;2W | ZM0219 | BH | NORMAL | 160 | 0 | 0 | 0 | 1003 | HAR-Alat Ukur
7400 | UIW Sulselrabar | 7428 | PLN UP3 Makassar Selatan | 2530 | Gd Ry Mattoangin | ZST1 | PLN Stock Materials | 000000002190253 | MTR;kWH E;3P;230/400V;5-10A;1;;4W | ZM0219 | BH | PRE-MEMORY | 0 | 0 | 0 | 0 | 1003 | HAR-Alat Ukur
7400 | UIW Sulselrabar | 7428 | PLN UP3 Makassar Selatan | 2530 | Gd Ry Mattoangin | ZST1 | PLN Stock Materials | 000000002190253 | MTR;kWH E;3P;230/400V;5-10A;1;;4W | ZM0219 | BH | NORMAL | 8 | 0 | 0 | 0 | 1003 | HAR-Alat Ukur
7400 | UIW Sulselrabar | 7428 | PLN UP3 Makassar Selatan | 2530 | Gd Ry Mattoangin | ZST1 | PLN Stock Materials | 000000002190331 | MTR;kWH M;;3P;230/400V;20-60A;2;ST;4W | ZM0219 | BH | NORMAL | 0 | 0 | 0 | 0 | 1003 | HAR-Alat Ukur
7400 | UIW Sulselrabar | 7428 | PLN UP3 Makassar Selatan | 2530 | Gd Ry Mattoangin | ZST1 | PLN Stock Materials | 000000002190489 | MTR;kWH E-PR;;3P;230/400V;5-60A;1;;4W | ZM0219 | BH | PRE-MEMORY | 0 | 0 | 0 | 0 | 1003 | HAR-Alat Ukur
7400 | UIW Sulselrabar | 7428 | PLN UP3 Makassar Selatan | 2530 | Gd Ry Mattoangin | ZST1 | PLN Stock Materials | 000000002200004 | MTR ACC;SEGEL PLASTIC | ZM0220 | BH | NORMAL | 0 | 0 | 0 | 0 | 1003 | HAR-Alat Ukur
7400 | UIW Sulselrabar | 7428 | PLN UP3 Makassar Selatan | 2530 | Gd Ry Mattoangin | ZST1 | PLN Stock Materials | 000000002200016 | MTR ACC;SEGEL PUTAR PLASTIC | ZM0220 | BH | NORMAL | 0 | 0 | 0 | 0 | 1003 | HAR-Alat Ukur
7400 | UIW Sulselrabar | 7428 | PLN UP3 Makassar Selatan | 2530 | Gd Ry Mattoangin | ZST1 | PLN Stock Materials | 000000002200023 | MTR ACC;MODEM GSM/56KBPS | ZM0220 | BH | NORMAL | 0 | 0 | 0 | 0 | 1003 | HAR-Alat Ukur
7400 | UIW Sulselrabar | 7428 | PLN UP3 Makassar Selatan | 2530 | Gd Ry Mattoangin | ZST1 | PLN Stock Materials | 000000002240018 | FUSE;20/24kV;6A;TUBE;D24mm | ZM0224 | BH | NORMAL | 0 | 0 | 0 | 0 | 1001 | HAR-Switchgear&Jaringan
7400 | UIW Sulselrabar | 7428 | PLN UP3 Makassar Selatan | 2530 | Gd Ry Mattoangin | ZST1 | PLN Stock Materials | 000000002240024 | FUSE;380/220V;100A;SQUARE;1 | ZM0224 | BH | NORMAL | 0 | 0 | 0 | 0 | 1001 | HAR-Switchgear&Jaringan
7400 | UIW Sulselrabar | 7428 | PLN UP3 Makassar Selatan | 2530 | Gd Ry Mattoangin | ZST1 | PLN Stock Materials | 000000002240035 | FUSE;380/220V;160A;SQUARE;1 | ZM0224 | BH | NORMAL | 0 | 0 | 0 | 0 | 1001 | HAR-Switchgear&Jaringan
7400 | UIW Sulselrabar | 7428 | PLN UP3 Makassar Selatan | 2530 | Gd Ry Mattoangin | ZST1 | PLN Stock Materials | 000000002240038 | FUSE;380/220V;200A;SQUARE;1 | ZM0224 | BH | NORMAL | 0 | 0 | 0 | 0 | 1001 | HAR-Switchgear&Jaringan
7400 | UIW Sulselrabar | 7428 | PLN UP3 Makassar Selatan | 2530 | Gd Ry Mattoangin | ZST1 | PLN Stock Materials | 000000002240044 | FUSE;380/220V;250A;SQUARE;1 | ZM0224 | BH | NORMAL | 27 | 0 | 0 | 0 | 1001 | HAR-Switchgear&Jaringan
7400 | UIW Sulselrabar | 7428 | PLN UP3 Makassar Selatan | 2530 | Gd Ry Mattoangin | ZST1 | PLN Stock Materials | 000000002240048 | FUSE;380/220V;300A;SQUARE;2 | ZM0224 | BH | NORMAL | 20 | 0 | 0 | 0 | 1001 | HAR-Switchgear&Jaringan
7400 | UIW Sulselrabar | 7428 | PLN UP3 Makassar Selatan | 2530 | Gd Ry Mattoangin | ZST1 | PLN Stock Materials | 000000002240049 | FUSE;380/220V;315A;SQUARE;2 | ZM0224 | BH | PRE-MEMORY | 0 | 0 | 0 | 0 | 1001 | HAR-Switchgear&Jaringan
7400 | UIW Sulselrabar | 7428 | PLN UP3 Makassar Selatan | 2530 | Gd Ry Mattoangin | ZST1 | PLN Stock Materials | 000000002240049 | FUSE;380/220V;315A;SQUARE;2 | ZM0224 | BH | NORMAL | 26 | 0 | 0 | 0 | 1001 | HAR-Switchgear&Jaringan
7400 | UIW Sulselrabar | 7428 | PLN UP3 Makassar Selatan | 2530 | Gd Ry Mattoangin | ZST1 | PLN Stock Materials | 000000002240050 | FUSE;380/220V;355A;SQUARE;2 | ZM0224 | BH | NORMAL | 0 | 0 | 0 | 0 | 1001 | HAR-Switchgear&Jaringan
7400 | UIW Sulselrabar | 7428 | PLN UP3 Makassar Selatan | 2530 | Gd Ry Mattoangin | ZST1 | PLN Stock Materials | 000000002240072 | FUSE;380/220V;80A;SQUARE;1 | ZM0224 | BH | NORMAL | 0 | 0 | 0 | 0 | 1001 | HAR-Switchgear&Jaringan
7400 | UIW Sulselrabar | 7428 | PLN UP3 Makassar Selatan | 2530 | Gd Ry Mattoangin | ZST1 | PLN Stock Materials | 000000002240074 | FUSE;20/24kV;10A;TUBE;D21mm | ZM0224 | BH | NORMAL | 0 | 0 | 0 | 0 | 1001 | HAR-Switchgear&Jaringan
7400 | UIW Sulselrabar | 7428 | PLN UP3 Makassar Selatan | 2530 | Gd Ry Mattoangin | ZST1 | PLN Stock Materials | 000000002240113 | FUSE;380/220V;250A;SQUARE;2 | ZM0224 | BH | PRE-MEMORY | 0 | 0 | 0 | 0 | 1001 | HAR-Switchgear&Jaringan
7400 | UIW Sulselrabar | 7428 | PLN UP3 Makassar Selatan | 2530 | Gd Ry Mattoangin | ZST1 | PLN Stock Materials | 000000002240113 | FUSE;380/220V;250A;SQUARE;2 | ZM0224 | BH | NORMAL | 0 | 0 | 0 | 0 | 1001 | HAR-Switchgear&Jaringan
7400 | UIW Sulselrabar | 7428 | PLN UP3 Makassar Selatan | 2530 | Gd Ry Mattoangin | ZST1 | PLN Stock Materials | 000000002240120 | FUSE;380/220V;100A;SQUARE;2 | ZM0224 | BH | PRE-MEMORY | 0 | 0 | 0 | 0 | 1001 | HAR-Switchgear&Jaringan
7400 | UIW Sulselrabar | 7428 | PLN UP3 Makassar Selatan | 2530 | Gd Ry Mattoangin | ZST1 | PLN Stock Materials | 000000002240120 | FUSE;380/220V;100A;SQUARE;2 | ZM0224 | BH | NORMAL | 58 | 0 | 0 | 0 | 1001 | HAR-Switchgear&Jaringan
7400 | UIW Sulselrabar | 7428 | PLN UP3 Makassar Selatan | 2530 | Gd Ry Mattoangin | ZST1 | PLN Stock Materials | 000000002240121 | FUSE;380/220V;125A;SQUARE;2 | ZM0224 | BH | NORMAL | 15 | 0 | 0 | 0 | 1001 | HAR-Switchgear&Jaringan
7400 | UIW Sulselrabar | 7428 | PLN UP3 Makassar Selatan | 2530 | Gd Ry Mattoangin | ZST1 | PLN Stock Materials | 000000002240122 | FUSE;380/220V;160A;SQUARE;2 | ZM0224 | BH | PRE-MEMORY | 0 | 0 | 0 | 0 | 1001 | HAR-Switchgear&Jaringan
7400 | UIW Sulselrabar | 7428 | PLN UP3 Makassar Selatan | 2530 | Gd Ry Mattoangin | ZST1 | PLN Stock Materials | 000000002240122 | FUSE;380/220V;160A;SQUARE;2 | ZM0224 | BH | NORMAL | 0 | 0 | 0 | 0 | 1001 | HAR-Switchgear&Jaringan
7400 | UIW Sulselrabar | 7428 | PLN UP3 Makassar Selatan | 2530 | Gd Ry Mattoangin | ZST1 | PLN Stock Materials | 000000002240123 | FUSE;380/220V;200A;SQUARE;2 | ZM0224 | BH | PRE-MEMORY | 0 | 0 | 0 | 0 | 1001 | HAR-Switchgear&Jaringan
7400 | UIW Sulselrabar | 7428 | PLN UP3 Makassar Selatan | 2530 | Gd Ry Mattoangin | ZST1 | PLN Stock Materials | 000000002240123 | FUSE;380/220V;200A;SQUARE;2 | ZM0224 | BH | NORMAL | 21 | 0 | 0 | 0 | 1001 | HAR-Switchgear&Jaringan
7400 | UIW Sulselrabar | 7428 | PLN UP3 Makassar Selatan | 2530 | Gd Ry Mattoangin | ZST1 | PLN Stock Materials | 000000002240125 | FUSE;380/220V;350A;SQUARE;2 | ZM0224 | BH | NORMAL | 0 | 0 | 0 | 0 | 1001 | HAR-Switchgear&Jaringan
7400 | UIW Sulselrabar | 7428 | PLN UP3 Makassar Selatan | 2530 | Gd Ry Mattoangin | ZST1 | PLN Stock Materials | 000000002240152 | FUSE;20/24kV;20A;TUBE;D21mm | ZM0224 | BH | NORMAL | 0 | 0 | 0 | 0 | 1001 | HAR-Switchgear&Jaringan
7400 | UIW Sulselrabar | 7428 | PLN UP3 Makassar Selatan | 2530 | Gd Ry Mattoangin | ZST1 | PLN Stock Materials | 000000003030030 | POLE;STEEL;20kV;CIRCL;11m;200daN;; | ZM0303 | BTG | NORMAL | 0 | 0 | 0 | 0 | 1004 | HAR-Menara&Tiang
7400 | UIW Sulselrabar | 7428 | PLN UP3 Makassar Selatan | 2530 | Gd Ry Mattoangin | ZST1 | PLN Stock Materials | 000000003030036 | POLE;STEEL;20kV;CIRCL;13m;350daN;; | ZM0303 | BTG | NORMAL | 0 | 0 | 0 | 0 | 1004 | HAR-Menara&Tiang
7400 | UIW Sulselrabar | 7428 | PLN UP3 Makassar Selatan | 2530 | Gd Ry Mattoangin | ZST1 | PLN Stock Materials | 000000003030041 | POLE;STEEL;220V;CIRCL;9m;200daN;; | ZM0303 | BTG | NORMAL | 0 | 0 | 0 | 0 | 1004 | HAR-Menara&Tiang
7400 | UIW Sulselrabar | 7428 | PLN UP3 Makassar Selatan | 2530 | Gd Ry Mattoangin | ZST1 | PLN Stock Materials | 000000003040324 | POLE ACC;YOKES/STOPING BUCKLE | ZM0304 | BH | NORMAL | 0 | 0 | 0 | 0 | 1004 | HAR-Menara&Tiang
7400 | UIW Sulselrabar | 7428 | PLN UP3 Makassar Selatan | 2530 | Gd Ry Mattoangin | ZST1 | PLN Stock Materials | 000000003050050 | CONDUCTOR;AAAC-S;240mm2; | ZM0305 | M | PRE-MEMORY | 0 | 0 | 0 | 0 | 1001 | HAR-Switchgear&Jaringan
7400 | UIW Sulselrabar | 7428 | PLN UP3 Makassar Selatan | 2530 | Gd Ry Mattoangin | ZST1 | PLN Stock Materials | 000000003050084 | CONDUCTOR;AAAC-S;150mm2; | ZM0305 | M | NORMAL | 0 | 0 | 0 | 0 | 1001 | HAR-Switchgear&Jaringan
7400 | UIW Sulselrabar | 7428 | PLN UP3 Makassar Selatan | 2530 | Gd Ry Mattoangin | ZST1 | PLN Stock Materials | 000000003050088 | CONDUCTOR;AAAC-S;70mm2; | ZM0305 | M | NORMAL | 0 | 0 | 0 | 0 | 1001 | HAR-Switchgear&Jaringan
7400 | UIW Sulselrabar | 7428 | PLN UP3 Makassar Selatan | 2530 | Gd Ry Mattoangin | ZST1 | PLN Stock Materials | 000000003060027 | COND ACC;JOINT SLEEVE AL 150mm2 COMP | ZM0306 | BH | PRE-MEMORY | 0 | 0 | 0 | 0 | 1001 | HAR-Switchgear&Jaringan
7400 | UIW Sulselrabar | 7428 | PLN UP3 Makassar Selatan | 2530 | Gd Ry Mattoangin | ZST1 | PLN Stock Materials | 000000003060103 | COND ACC;JOINT AL 240mm2 COMP | ZM0306 | BH | PRE-MEMORY | 0 | 0 | 0 | 0 | 1001 | HAR-Switchgear&Jaringan
7400 | UIW Sulselrabar | 7428 | PLN UP3 Makassar Selatan | 2530 | Gd Ry Mattoangin | ZST1 | PLN Stock Materials | 000000003060122 | COND ACC;DEAD END ASSEMBLY | ZM0306 | BH | NORMAL | 0 | 0 | 0 | 0 | 1001 | HAR-Switchgear&Jaringan
7400 | UIW Sulselrabar | 7428 | PLN UP3 Makassar Selatan | 2530 | Gd Ry Mattoangin | ZST1 | PLN Stock Materials | 000000003060128 | COND ACC;NON TENSION JOINT AL 35mm2 | ZM0306 | BH | NORMAL | 0 | 0 | 0 | 0 | 1001 | HAR-Switchgear&Jaringan
7400 | UIW Sulselrabar | 7428 | PLN UP3 Makassar Selatan | 2530 | Gd Ry Mattoangin | ZST1 | PLN Stock Materials | 000000003060130 | COND ACC;NON TENSION JOINT AL 70mm2 | ZM0306 | BH | NORMAL | 0 | 0 | 0 | 0 | 1001 | HAR-Switchgear&Jaringan
7400 | UIW Sulselrabar | 7428 | PLN UP3 Makassar Selatan | 2530 | Gd Ry Mattoangin | ZST1 | PLN Stock Materials | 000000003060137 | COND ACC;JOINT SLEEVE AL 70mm2 INSUL | ZM0306 | BH | NORMAL | 0 | 0 | 0 | 0 | 1001 | HAR-Switchgear&Jaringan
7400 | UIW Sulselrabar | 7428 | PLN UP3 Makassar Selatan | 2530 | Gd Ry Mattoangin | ZST1 | PLN Stock Materials | 000000003060141 | COND ACC;JOINT SLEEVE AL 35mm2 | ZM0306 | BH | NORMAL | 15 | 0 | 0 | 0 | 1001 | HAR-Switchgear&Jaringan
7400 | UIW Sulselrabar | 7428 | PLN UP3 Makassar Selatan | 2530 | Gd Ry Mattoangin | ZST1 | PLN Stock Materials | 000000003060142 | COND ACC;JOINT SLEEVE AL 50mm2 | ZM0306 | BH | NORMAL | 0 | 0 | 0 | 0 | 1001 | HAR-Switchgear&Jaringan
7400 | UIW Sulselrabar | 7428 | PLN UP3 Makassar Selatan | 2530 | Gd Ry Mattoangin | ZST1 | PLN Stock Materials | 000000003060143 | COND ACC;JOINT SLEEVE AL 70mm2 | ZM0306 | BH | NORMAL | 9 | 0 | 0 | 0 | 1001 | HAR-Switchgear&Jaringan
7400 | UIW Sulselrabar | 7428 | PLN UP3 Makassar Selatan | 2530 | Gd Ry Mattoangin | ZST1 | PLN Stock Materials | 000000003060145 | COND ACC;JOINT SLEEVE AL 150mm2 | ZM0306 | BH | NORMAL | 14 | 0 | 0 | 0 | 1001 | HAR-Switchgear&Jaringan
7400 | UIW Sulselrabar | 7428 | PLN UP3 Makassar Selatan | 2530 | Gd Ry Mattoangin | ZST1 | PLN Stock Materials | 000000003060146 | COND ACC;JOINT SLEEVE AL 240mm2 | ZM0306 | BH | NORMAL | 15 | 0 | 0 | 0 | 1001 | HAR-Switchgear&Jaringan
7400 | UIW Sulselrabar | 7428 | PLN UP3 Makassar Selatan | 2530 | Gd Ry Mattoangin | ZST1 | PLN Stock Materials | 000000003060185 | COND ACC;TAP CONNECOR KEDAP AIR 6-25 | ZM0306 | BH | NORMAL | 0 | 0 | 0 | 0 | 1001 | HAR-Switchgear&Jaringan
7400 | UIW Sulselrabar | 7428 | PLN UP3 Makassar Selatan | 2530 | Gd Ry Mattoangin | ZST1 | PLN Stock Materials | 000000003060315 | COND ACC;JOINT ALCU 35-35mm2 COMP | ZM0306 | BH | NORMAL | 0 | 0 | 0 | 0 | 1001 | HAR-Switchgear&Jaringan
7400 | UIW Sulselrabar | 7428 | PLN UP3 Makassar Selatan | 2530 | Gd Ry Mattoangin | ZST1 | PLN Stock Materials | 000000003060317 | COND ACC;JOINT ALCU 35-70mm2 COMP | ZM0306 | BH | NORMAL | 0 | 0 | 0 | 0 | 1001 | HAR-Switchgear&Jaringan
7400 | UIW Sulselrabar | 7428 | PLN UP3 Makassar Selatan | 2530 | Gd Ry Mattoangin | ZST1 | PLN Stock Materials | 000000003060320 | COND ACC;JOINT ALCU 70-70mm2 COMP | ZM0306 | BH | NORMAL | 7 | 0 | 0 | 0 | 1001 | HAR-Switchgear&Jaringan
7400 | UIW Sulselrabar | 7428 | PLN UP3 Makassar Selatan | 2530 | Gd Ry Mattoangin | ZST1 | PLN Stock Materials | 000000003060348 | COND ACC;NON TENSION JOINT ALCU 70mm2 | ZM0306 | BH | NORMAL | 0 | 0 | 0 | 0 | 1001 | HAR-Switchgear&Jaringan
7400 | UIW Sulselrabar | 7428 | PLN UP3 Makassar Selatan | 2530 | Gd Ry Mattoangin | ZST1 | PLN Stock Materials | 000000003060469 | COND ACC;JOINT ALCU 70-50mm2 COMP | ZM0306 | BH | NORMAL | 0 | 0 | 0 | 0 | 1001 | HAR-Switchgear&Jaringan
7400 | UIW Sulselrabar | 7428 | PLN UP3 Makassar Selatan | 2530 | Gd Ry Mattoangin | ZST1 | PLN Stock Materials | 000000003060598 | COND ACC;TEKEP ISOLATOR 20KV L150 MM2 | ZM0306 | BH | NORMAL | 0 | 0 | 0 | 0 | 1001 | HAR-Switchgear&Jaringan
7400 | UIW Sulselrabar | 7428 | PLN UP3 Makassar Selatan | 2530 | Gd Ry Mattoangin | ZST1 | PLN Stock Materials | 000000003061426 | COND ACC;TEKEP ISOLATOR 20KV L70MM2 EXT | ZM0306 | U | NORMAL | 0 | 0 | 0 | 0 | 1001 | HAR-Switchgear&Jaringan
7400 | UIW Sulselrabar | 7428 | PLN UP3 Makassar Selatan | 2530 | Gd Ry Mattoangin | ZST1 | PLN Stock Materials | 000000003070151 | ISOLATOR;PINPOST;PORC;24KV;;12.5kN | ZM0307 | BH | PRE-MEMORY | 0 | 0 | 0 | 0 | 1001 | HAR-Switchgear&Jaringan
7400 | UIW Sulselrabar | 7428 | PLN UP3 Makassar Selatan | 2530 | Gd Ry Mattoangin | ZST1 | PLN Stock Materials | 000000003070151 | ISOLATOR;PINPOST;PORC;24KV;;12.5kN | ZM0307 | BH | NORMAL | 0 | 0 | 0 | 0 | 1001 | HAR-Switchgear&Jaringan
7400 | UIW Sulselrabar | 7428 | PLN UP3 Makassar Selatan | 2530 | Gd Ry Mattoangin | ZST1 | PLN Stock Materials | 000000003070152 | ISOLATOR;LINEPOST;POLYMER;24KV;;12.5kN | ZM0307 | BH | NORMAL | 0 | 0 | 0 | 0 | 1001 | HAR-Switchgear&Jaringan
7400 | UIW Sulselrabar | 7428 | PLN UP3 Makassar Selatan | 2530 | Gd Ry Mattoangin | ZST1 | PLN Stock Materials | 000000003070154 | ISOLATOR;SUSP;POLYMER;24KV;;70kN | ZM0307 | BH | NORMAL | 0 | 0 | 0 | 0 | 1001 | HAR-Switchgear&Jaringan
7400 | UIW Sulselrabar | 7428 | PLN UP3 Makassar Selatan | 2530 | Gd Ry Mattoangin | ZST1 | PLN Stock Materials | 000000003070155 | ISOLATOR;SUSP;PORC;24KV;;70kN | ZM0307 | SET | NORMAL | 0 | 0 | 0 | 0 | 1001 | HAR-Switchgear&Jaringan
7400 | UIW Sulselrabar | 7428 | PLN UP3 Makassar Selatan | 2530 | Gd Ry Mattoangin | ZST1 | PLN Stock Materials | 000000003110025 | CABLE PWR;NFA2X;2X10mm2;0.6/1kV;OH | ZM0311 | M | PRE-MEMORY | 0 | 0 | 0 | 0 | 1001 | HAR-Switchgear&Jaringan
7400 | UIW Sulselrabar | 7428 | PLN UP3 Makassar Selatan | 2530 | Gd Ry Mattoangin | ZST1 | PLN Stock Materials | 000000003110025 | CABLE PWR;NFA2X;2X10mm2;0.6/1kV;OH | ZM0311 | M | NORMAL | 25 | 0 | 0 | 0 | 1001 | HAR-Switchgear&Jaringan
7400 | UIW Sulselrabar | 7428 | PLN UP3 Makassar Selatan | 2530 | Gd Ry Mattoangin | ZST1 | PLN Stock Materials | 000000003110026 | CABLE PWR;NFA2X;2X16mm2;0.6/1kV;OH | ZM0311 | M | PRE-MEMORY | 0 | 0 | 0 | 0 | 1001 | HAR-Switchgear&Jaringan
7400 | UIW Sulselrabar | 7428 | PLN UP3 Makassar Selatan | 2530 | Gd Ry Mattoangin | ZST1 | PLN Stock Materials | 000000003110026 | CABLE PWR;NFA2X;2X16mm2;0.6/1kV;OH | ZM0311 | M | NORMAL | 0 | 0 | 0 | 0 | 1001 | HAR-Switchgear&Jaringan
7400 | UIW Sulselrabar | 7428 | PLN UP3 Makassar Selatan | 2530 | Gd Ry Mattoangin | ZST1 | PLN Stock Materials | 000000003110029 | CABLE PWR;NFA2X;4X16mm2;0.6/1kV;OH | ZM0311 | M | PRE-MEMORY | 0 | 0 | 0 | 0 | 1001 | HAR-Switchgear&Jaringan
7400 | UIW Sulselrabar | 7428 | PLN UP3 Makassar Selatan | 2530 | Gd Ry Mattoangin | ZST1 | PLN Stock Materials | 000000003110029 | CABLE PWR;NFA2X;4X16mm2;0.6/1kV;OH | ZM0311 | M | NORMAL | 0 | 0 | 0 | 0 | 1001 | HAR-Switchgear&Jaringan
7400 | UIW Sulselrabar | 7428 | PLN UP3 Makassar Selatan | 2530 | Gd Ry Mattoangin | ZST1 | PLN Stock Materials | 000000003110034 | CABLE PWR;NFA2XSY-T;3X150+1X95;20kV;OH | ZM0311 | M | NORMAL | 0 | 0 | 0 | 0 | 1001 | HAR-Switchgear&Jaringan
7400 | UIW Sulselrabar | 7428 | PLN UP3 Makassar Selatan | 2530 | Gd Ry Mattoangin | ZST1 | PLN Stock Materials | 000000003110038 | CABLE PWR;NFA2X-T;3X35+1X25;0.6/1kV;OH | ZM0311 | M | NORMAL | 0 | 0 | 0 | 0 | 1001 | HAR-Switchgear&Jaringan
7400 | UIW Sulselrabar | 7428 | PLN UP3 Makassar Selatan | 2530 | Gd Ry Mattoangin | ZST1 | PLN Stock Materials | 000000003110039 | CABLE PWR;NFA2X-T;3X35+1X35;0.6/1kV;OH | ZM0311 | M | NORMAL | 50 | 0 | 0 | 0 | 1001 | HAR-Switchgear&Jaringan
7400 | UIW Sulselrabar | 7428 | PLN UP3 Makassar Selatan | 2530 | Gd Ry Mattoangin | ZST1 | PLN Stock Materials | 000000003110041 | CABLE PWR;NFA2X-T;3X70+1X50;0.6/1kV;OH | ZM0311 | M | NORMAL | 0 | 0 | 0 | 0 | 1001 | HAR-Switchgear&Jaringan
7400 | UIW Sulselrabar | 7428 | PLN UP3 Makassar Selatan | 2530 | Gd Ry Mattoangin | ZST1 | PLN Stock Materials | 000000003110060 | CABLE PWR;NYY;1X150mm2;0.6/1kV;OH | ZM0311 | M | NORMAL | 0 | 0 | 0 | 0 | 1001 | HAR-Switchgear&Jaringan
7400 | UIW Sulselrabar | 7428 | PLN UP3 Makassar Selatan | 2530 | Gd Ry Mattoangin | ZST1 | PLN Stock Materials | 000000003110064 | CABLE PWR;NYY;1X70mm2;0.6/1kV;OH | ZM0311 | M | NORMAL | 0 | 0 | 0 | 0 | 1001 | HAR-Switchgear&Jaringan
7400 | UIW Sulselrabar | 7428 | PLN UP3 Makassar Selatan | 2530 | Gd Ry Mattoangin | ZST1 | PLN Stock Materials | 000000003110291 | CABLE PWR;NYY;1x95mm2;230/380V;OH | ZM0311 | M | NORMAL | 0 | 0 | 0 | 0 | 1001 | HAR-Switchgear&Jaringan
7400 | UIW Sulselrabar | 7428 | PLN UP3 Makassar Selatan | 2530 | Gd Ry Mattoangin | ZST1 | PLN Stock Materials | 000000003110514 | CABLE PWR;NYY;1X70mm2;0.6/1kV;Opstig | ZM0311 | M | NORMAL | 0 | 0 | 0 | 0 | 1001 | HAR-Switchgear&Jaringan
7400 | UIW Sulselrabar | 7428 | PLN UP3 Makassar Selatan | 2530 | Gd Ry Mattoangin | ZST1 | PLN Stock Materials | 000000003110516 | CABLE PWR;NYY;1X150mm2;0.6/1kV;Opstig | ZM0311 | M | NORMAL | 0 | 0 | 0 | 0 | 1001 | HAR-Switchgear&Jaringan
7400 | UIW Sulselrabar | 7428 | PLN UP3 Makassar Selatan | 2530 | Gd Ry Mattoangin | ZST1 | PLN Stock Materials | 000000003110542 | CABLE PWR;NFA2X-T;3X70+1X70;0.6/1kV;OH | ZM0311 | M | NORMAL | 0 | 0 | 0 | 0 | 1001 | HAR-Switchgear&Jaringan
7400 | UIW Sulselrabar | 7428 | PLN UP3 Makassar Selatan | 2530 | Gd Ry Mattoangin | ZST1 | PLN Stock Materials | 000000003120013 | CABLE PWR ACC;CABLE SHOE CU 150mm2 | ZM0312 | BH | NORMAL | 0 | 0 | 0 | 0 | 1001 | HAR-Switchgear&Jaringan
7400 | UIW Sulselrabar | 7428 | PLN UP3 Makassar Selatan | 2530 | Gd Ry Mattoangin | ZST1 | PLN Stock Materials | 000000003120018 | CABLE PWR ACC;CABLE SHOE CU 95mm2 | ZM0312 | BH | NORMAL | 25 | 0 | 0 | 0 | 1001 | HAR-Switchgear&Jaringan
7400 | UIW Sulselrabar | 7428 | PLN UP3 Makassar Selatan | 2530 | Gd Ry Mattoangin | ZST1 | PLN Stock Materials | 000000003120033 | CABLE PWR ACC;DEAD END ASSY ADJ 70mm | ZM0312 | SET | NORMAL | 0 | 0 | 0 | 0 | 1001 | HAR-Switchgear&Jaringan
7400 | UIW Sulselrabar | 7428 | PLN UP3 Makassar Selatan | 2530 | Gd Ry Mattoangin | ZST1 | PLN Stock Materials | 000000003120037 | CABLE PWR ACC;DEAD END ASSY FIXED 50mm | ZM0312 | SET | NORMAL | 0 | 0 | 0 | 0 | 1001 | HAR-Switchgear&Jaringan
7400 | UIW Sulselrabar | 7428 | PLN UP3 Makassar Selatan | 2530 | Gd Ry Mattoangin | ZST1 | PLN Stock Materials | 000000003120058 | CABLE PWR ACC;LARGE ANGLE ASSY 70mm | ZM0312 | SET | NORMAL | 0 | 0 | 0 | 0 | 1001 | HAR-Switchgear&Jaringan
7400 | UIW Sulselrabar | 7428 | PLN UP3 Makassar Selatan | 2530 | Gd Ry Mattoangin | ZST1 | PLN Stock Materials | 000000003120060 | CABLE PWR ACC;LINK 25X25mm | ZM0312 | BH | NORMAL | 0 | 0 | 0 | 0 | 1001 | HAR-Switchgear&Jaringan
7400 | UIW Sulselrabar | 7428 | PLN UP3 Makassar Selatan | 2530 | Gd Ry Mattoangin | ZST1 | PLN Stock Materials | 000000003120092 | CABLE PWR ACC;SUSPENSION ASSY 70mm | ZM0312 | SET | NORMAL | 0 | 0 | 0 | 0 | 1001 | HAR-Switchgear&Jaringan
7400 | UIW Sulselrabar | 7428 | PLN UP3 Makassar Selatan | 2530 | Gd Ry Mattoangin | ZST1 | PLN Stock Materials | 000000003120114 | CABLE PWR ACC;CABLE SHOE CU 70mm2 | ZM0312 | BH | NORMAL | 0 | 0 | 0 | 0 | 1001 | HAR-Switchgear&Jaringan
7400 | UIW Sulselrabar | 7428 | PLN UP3 Makassar Selatan | 2530 | Gd Ry Mattoangin | ZST1 | PLN Stock Materials | 000000003120118 | CABLE PWR ACC;CABLE SHOE AL-CU 150mm2 | ZM0312 | BH | NORMAL | 0 | 0 | 0 | 0 | 1001 | HAR-Switchgear&Jaringan
7400 | UIW Sulselrabar | 7428 | PLN UP3 Makassar Selatan | 2530 | Gd Ry Mattoangin | ZST1 | PLN Stock Materials | 000000003120142 | CABLE PWR ACC;WEDGE CLAMP 2x(6-16)mm | ZM0312 | BH | NORMAL | 0 | 0 | 0 | 0 | 1001 | HAR-Switchgear&Jaringan
7400 | UIW Sulselrabar | 7428 | PLN UP3 Makassar Selatan | 2530 | Gd Ry Mattoangin | ZST1 | PLN Stock Materials | 000000003120154 | CABLE PWR ACC;CABLE SHOE AL-CU 1H 35mm2 | ZM0312 | BH | NORMAL | 0 | 0 | 0 | 0 | 1001 | HAR-Switchgear&Jaringan
7400 | UIW Sulselrabar | 7428 | PLN UP3 Makassar Selatan | 2530 | Gd Ry Mattoangin | ZST1 | PLN Stock Materials | 000000003120155 | CABLE PWR ACC;CABLE SHOE AL-CU 1H 50mm2 | ZM0312 | BH | NORMAL | 0 | 0 | 0 | 0 | 1001 | HAR-Switchgear&Jaringan
7400 | UIW Sulselrabar | 7428 | PLN UP3 Makassar Selatan | 2530 | Gd Ry Mattoangin | ZST1 | PLN Stock Materials | 000000003120156 | CABLE PWR ACC;CABLE SHOE AL-CU 1H 70mm2 | ZM0312 | BH | PRE-MEMORY | 4 | 0 | 0 | 0 | 1001 | HAR-Switchgear&Jaringan
7400 | UIW Sulselrabar | 7428 | PLN UP3 Makassar Selatan | 2530 | Gd Ry Mattoangin | ZST1 | PLN Stock Materials | 000000003120156 | CABLE PWR ACC;CABLE SHOE AL-CU 1H 70mm2 | ZM0312 | BH | NORMAL | 46 | 0 | 0 | 0 | 1001 | HAR-Switchgear&Jaringan
7400 | UIW Sulselrabar | 7428 | PLN UP3 Makassar Selatan | 2530 | Gd Ry Mattoangin | ZST1 | PLN Stock Materials | 000000003120159 | CABLE PWR ACC;CABLE SHOE AL-CU 1H 150mm2 | ZM0312 | BH | NORMAL | 22 | 0 | 0 | 0 | 1001 | HAR-Switchgear&Jaringan
7400 | UIW Sulselrabar | 7428 | PLN UP3 Makassar Selatan | 2530 | Gd Ry Mattoangin | ZST1 | PLN Stock Materials | 000000003120161 | CABLE PWR ACC;CABLE SHOE AL-CU 1H 240mm2 | ZM0312 | BH | NORMAL | 8 | 0 | 0 | 0 | 1001 | HAR-Switchgear&Jaringan
7400 | UIW Sulselrabar | 7428 | PLN UP3 Makassar Selatan | 2530 | Gd Ry Mattoangin | ZST1 | PLN Stock Materials | 000000003120226 | CABLE PWR ACC;CABLE SHOE CU ID 1H 35mm2 | ZM0312 | BH | NORMAL | 0 | 0 | 0 | 0 | 1001 | HAR-Switchgear&Jaringan
7400 | UIW Sulselrabar | 7428 | PLN UP3 Makassar Selatan | 2530 | Gd Ry Mattoangin | ZST1 | PLN Stock Materials | 000000003120227 | CABLE PWR ACC;CABLE SHOE CU ID 1H 50mm2 | ZM0312 | BH | NORMAL | 0 | 0 | 0 | 0 | 1001 | HAR-Switchgear&Jaringan
7400 | UIW Sulselrabar | 7428 | PLN UP3 Makassar Selatan | 2530 | Gd Ry Mattoangin | ZST1 | PLN Stock Materials | 000000003120228 | CABLE PWR ACC;CABLE SHOE CU ID 1H 70mm2 | ZM0312 | BH | NORMAL | 23 | 0 | 0 | 0 | 1001 | HAR-Switchgear&Jaringan
7400 | UIW Sulselrabar | 7428 | PLN UP3 Makassar Selatan | 2530 | Gd Ry Mattoangin | ZST1 | PLN Stock Materials | 000000003120231 | CABLE PWR ACC;CABLE SHOE CU ID 1H 150mm2 | ZM0312 | BH | NORMAL | 22 | 0 | 0 | 0 | 1001 | HAR-Switchgear&Jaringan
7400 | UIW Sulselrabar | 7428 | PLN UP3 Makassar Selatan | 2530 | Gd Ry Mattoangin | ZST1 | PLN Stock Materials | 000000003120244 | CABLE PWR ACC;CABLE SHOE CU OD 1H 150mm2 | ZM0312 | BH | NORMAL | 0 | 0 | 0 | 0 | 1001 | HAR-Switchgear&Jaringan
7400 | UIW Sulselrabar | 7428 | PLN UP3 Makassar Selatan | 2530 | Gd Ry Mattoangin | ZST1 | PLN Stock Materials | 000000003120299 | CABLE PWR ACC;SEAL END;20KV;3x150mm2;ID | ZM0312 | BH | NORMAL | 0 | 0 | 0 | 0 | 1001 | HAR-Switchgear&Jaringan
7400 | UIW Sulselrabar | 7428 | PLN UP3 Makassar Selatan | 2530 | Gd Ry Mattoangin | ZST1 | PLN Stock Materials | 000000003120314 | CABLE PWR ACC;SERVICE WC 6-25/6-25mm2 | ZM0312 | BH | PRE-MEMORY | 0 | 0 | 0 | 0 | 1001 | HAR-Switchgear&Jaringan
7400 | UIW Sulselrabar | 7428 | PLN UP3 Makassar Selatan | 2530 | Gd Ry Mattoangin | ZST1 | PLN Stock Materials | 000000003120314 | CABLE PWR ACC;SERVICE WC 6-25/6-25mm2 | ZM0312 | BH | NORMAL | 0 | 0 | 0 | 0 | 1001 | HAR-Switchgear&Jaringan
7400 | UIW Sulselrabar | 7428 | PLN UP3 Makassar Selatan | 2530 | Gd Ry Mattoangin | ZST1 | PLN Stock Materials | 000000003120394 | CABLE PWR ACC;CABLE SHOE CU 300mm2 | ZM0312 | BH | NORMAL | 0 | 0 | 0 | 0 | 1001 | HAR-Switchgear&Jaringan
7400 | UIW Sulselrabar | 7428 | PLN UP3 Makassar Selatan | 2530 | Gd Ry Mattoangin | ZST1 | PLN Stock Materials | 000000003120486 | CABLE PWR ACC;SUSPENSION ASSY 25-70mm | ZM0312 | BH | NORMAL | 0 | 0 | 0 | 0 | 1001 | HAR-Switchgear&Jaringan
7400 | UIW Sulselrabar | 7428 | PLN UP3 Makassar Selatan | 2530 | Gd Ry Mattoangin | ZST1 | PLN Stock Materials | 000000003120530 | CABLE PWR ACC;WEDGE CLAMP 2/4x6-25mm2 | ZM0312 | BH | NORMAL | 0 | 0 | 0 | 0 | 1001 | HAR-Switchgear&Jaringan
7400 | UIW Sulselrabar | 7428 | PLN UP3 Makassar Selatan | 2530 | Gd Ry Mattoangin | ZST1 | PLN Stock Materials | 000000003190002 | CUT OUT;20kV;6-100A;10kA;125kV | ZM0319 | BH | NORMAL | 1 | 0 | 0 | 0 | 1001 | HAR-Switchgear&Jaringan
7400 | UIW Sulselrabar | 7428 | PLN UP3 Makassar Selatan | 2530 | Gd Ry Mattoangin | ZST1 | PLN Stock Materials | 000000003190018 | CUT OUT;24kV;6-100A;12kA;POLYMER-125kV | ZM0319 | BH | NORMAL | 0 | 0 | 0 | 0 | 1001 | HAR-Switchgear&Jaringan
7400 | UIW Sulselrabar | 7428 | PLN UP3 Makassar Selatan | 2530 | Gd Ry Mattoangin | ZST1 | PLN Stock Materials | 000000003190019 | CUT OUT;24KV;100A;;POLYMER | ZM0319 | BH | NORMAL | 0 | 0 | 0 | 0 | 1001 | HAR-Switchgear&Jaringan
7400 | UIW Sulselrabar | 7428 | PLN UP3 Makassar Selatan | 2530 | Gd Ry Mattoangin | ZST1 | PLN Stock Materials | 000000003200002 | CUT OUT ACC;FUSE LINK 20kV 10A | ZM0320 | BH | PRE-MEMORY | 0 | 0 | 0 | 0 | 1001 | HAR-Switchgear&Jaringan
7400 | UIW Sulselrabar | 7428 | PLN UP3 Makassar Selatan | 2530 | Gd Ry Mattoangin | ZST1 | PLN Stock Materials | 000000003200002 | CUT OUT ACC;FUSE LINK 20kV 10A | ZM0320 | BH | NORMAL | 32 | 0 | 0 | 0 | 1001 | HAR-Switchgear&Jaringan
7400 | UIW Sulselrabar | 7428 | PLN UP3 Makassar Selatan | 2530 | Gd Ry Mattoangin | ZST1 | PLN Stock Materials | 000000003200004 | CUT OUT ACC;FUSE LINK 20kV 15A | ZM0320 | BH | NORMAL | 24 | 0 | 0 | 0 | 1001 | HAR-Switchgear&Jaringan
7400 | UIW Sulselrabar | 7428 | PLN UP3 Makassar Selatan | 2530 | Gd Ry Mattoangin | ZST1 | PLN Stock Materials | 000000003200005 | CUT OUT ACC;FUSE LINK 20kV 20A | ZM0320 | BH | PRE-MEMORY | 0 | 0 | 0 | 0 | 1001 | HAR-Switchgear&Jaringan
7400 | UIW Sulselrabar | 7428 | PLN UP3 Makassar Selatan | 2530 | Gd Ry Mattoangin | ZST1 | PLN Stock Materials | 000000003200005 | CUT OUT ACC;FUSE LINK 20kV 20A | ZM0320 | BH | NORMAL | 9 | 0 | 0 | 0 | 1001 | HAR-Switchgear&Jaringan
7400 | UIW Sulselrabar | 7428 | PLN UP3 Makassar Selatan | 2530 | Gd Ry Mattoangin | ZST1 | PLN Stock Materials | 000000003200007 | CUT OUT ACC;FUSE LINK 20kV 25A | ZM0320 | BH | PRE-MEMORY | 0 | 0 | 0 | 0 | 1001 | HAR-Switchgear&Jaringan
7400 | UIW Sulselrabar | 7428 | PLN UP3 Makassar Selatan | 2530 | Gd Ry Mattoangin | ZST1 | PLN Stock Materials | 000000003200007 | CUT OUT ACC;FUSE LINK 20kV 25A | ZM0320 | BH | NORMAL | 12 | 0 | 0 | 0 | 1001 | HAR-Switchgear&Jaringan
7400 | UIW Sulselrabar | 7428 | PLN UP3 Makassar Selatan | 2530 | Gd Ry Mattoangin | ZST1 | PLN Stock Materials | 000000003200008 | CUT OUT ACC;FUSE LINK 20kV 2A | ZM0320 | BH | PRE-MEMORY | 0 | 0 | 0 | 0 | 1001 | HAR-Switchgear&Jaringan
7400 | UIW Sulselrabar | 7428 | PLN UP3 Makassar Selatan | 2530 | Gd Ry Mattoangin | ZST1 | PLN Stock Materials | 000000003200008 | CUT OUT ACC;FUSE LINK 20kV 2A | ZM0320 | BH | NORMAL | 22 | 0 | 0 | 0 | 1001 | HAR-Switchgear&Jaringan
7400 | UIW Sulselrabar | 7428 | PLN UP3 Makassar Selatan | 2530 | Gd Ry Mattoangin | ZST1 | PLN Stock Materials | 000000003200009 | CUT OUT ACC;FUSE LINK 20kV 30A | ZM0320 | BH | NORMAL | 0 | 0 | 0 | 0 | 1001 | HAR-Switchgear&Jaringan
7400 | UIW Sulselrabar | 7428 | PLN UP3 Makassar Selatan | 2530 | Gd Ry Mattoangin | ZST1 | PLN Stock Materials | 000000003200010 | CUT OUT ACC;FUSE LINK 20kV 3A | ZM0320 | BH | NORMAL | 45 | 0 | 0 | 0 | 1001 | HAR-Switchgear&Jaringan
7400 | UIW Sulselrabar | 7428 | PLN UP3 Makassar Selatan | 2530 | Gd Ry Mattoangin | ZST1 | PLN Stock Materials | 000000003200015 | CUT OUT ACC;FUSE LINK 20kV 6A | ZM0320 | BH | PRE-MEMORY | 0 | 0 | 0 | 0 | 1001 | HAR-Switchgear&Jaringan
7400 | UIW Sulselrabar | 7428 | PLN UP3 Makassar Selatan | 2530 | Gd Ry Mattoangin | ZST1 | PLN Stock Materials | 000000003200015 | CUT OUT ACC;FUSE LINK 20kV 6A | ZM0320 | BH | NORMAL | 24 | 0 | 0 | 0 | 1001 | HAR-Switchgear&Jaringan
7400 | UIW Sulselrabar | 7428 | PLN UP3 Makassar Selatan | 2530 | Gd Ry Mattoangin | ZST1 | PLN Stock Materials | 000000003200017 | CUT OUT ACC;FUSE LINK 20kV 8A | ZM0320 | BH | NORMAL | 34 | 0 | 0 | 0 | 1001 | HAR-Switchgear&Jaringan
7400 | UIW Sulselrabar | 7428 | PLN UP3 Makassar Selatan | 2530 | Gd Ry Mattoangin | ZST1 | PLN Stock Materials | 000000003200018 | CUT OUT ACC;FUSE LINK 20kV 5A | ZM0320 | BH | NORMAL | 11 | 0 | 0 | 0 | 1001 | HAR-Switchgear&Jaringan
7400 | UIW Sulselrabar | 7428 | PLN UP3 Makassar Selatan | 2530 | Gd Ry Mattoangin | ZST1 | PLN Stock Materials | 000000003250012 | MCB;220/250V;1P;2A;50Hz; | ZM0325 | BH | NORMAL | 0 | 0 | 0 | 0 | 1003 | HAR-Alat Ukur
7400 | UIW Sulselrabar | 7428 | PLN UP3 Makassar Selatan | 2530 | Gd Ry Mattoangin | ZST1 | PLN Stock Materials | 000000003250023 | MCB;380/440V;3P;160A;50Hz;MCCB | ZM0325 | BH | NORMAL | 0 | 0 | 0 | 0 | 1003 | HAR-Alat Ukur
7400 | UIW Sulselrabar | 7428 | PLN UP3 Makassar Selatan | 2530 | Gd Ry Mattoangin | ZST1 | PLN Stock Materials | 000000003250026 | MCB;380/440V;3P;300A;50Hz;MCCB | ZM0325 | BH | NORMAL | 0 | 0 | 0 | 0 | 1003 | HAR-Alat Ukur
7400 | UIW Sulselrabar | 7428 | PLN UP3 Makassar Selatan | 2530 | Gd Ry Mattoangin | ZST1 | PLN Stock Materials | 000000003250029 | MCB;380/440V;3P;50A;50Hz; | ZM0325 | BH | NORMAL | 0 | 0 | 0 | 0 | 1003 | HAR-Alat Ukur
7400 | UIW Sulselrabar | 7428 | PLN UP3 Makassar Selatan | 2530 | Gd Ry Mattoangin | ZST1 | PLN Stock Materials | 000000003250032 | MCB;380/440V;3P;63A;50Hz;MCCB | ZM0325 | BH | PRE-MEMORY | 0 | 0 | 0 | 0 | 1003 | HAR-Alat Ukur
7400 | UIW Sulselrabar | 7428 | PLN UP3 Makassar Selatan | 2530 | Gd Ry Mattoangin | ZST1 | PLN Stock Materials | 000000003250032 | MCB;380/440V;3P;63A;50Hz;MCCB | ZM0325 | BH | NORMAL | 0 | 0 | 0 | 0 | 1003 | HAR-Alat Ukur
7400 | UIW Sulselrabar | 7428 | PLN UP3 Makassar Selatan | 2530 | Gd Ry Mattoangin | ZST1 | PLN Stock Materials | 000000003250034 | MCB;380/440V;3P;80A;50Hz;MCCB | ZM0325 | BH | NORMAL | 2 | 0 | 0 | 0 | 1003 | HAR-Alat Ukur
7400 | UIW Sulselrabar | 7428 | PLN UP3 Makassar Selatan | 2530 | Gd Ry Mattoangin | ZST1 | PLN Stock Materials | 000000003250046 | MCB;230/400V;1P;2A;50Hz; | ZM0325 | BH | PRE-MEMORY | 0 | 0 | 0 | 0 | 1003 | HAR-Alat Ukur
7400 | UIW Sulselrabar | 7428 | PLN UP3 Makassar Selatan | 2530 | Gd Ry Mattoangin | ZST1 | PLN Stock Materials | 000000003250046 | MCB;230/400V;1P;2A;50Hz; | ZM0325 | BH | NORMAL | 12 | 0 | 0 | 0 | 1003 | HAR-Alat Ukur
7400 | UIW Sulselrabar | 7428 | PLN UP3 Makassar Selatan | 2530 | Gd Ry Mattoangin | ZST1 | PLN Stock Materials | 000000003250048 | MCB;230/400V;1P;4A;50Hz; | ZM0325 | BH | PRE-MEMORY | 0 | 0 | 0 | 0 | 1003 | HAR-Alat Ukur
7400 | UIW Sulselrabar | 7428 | PLN UP3 Makassar Selatan | 2530 | Gd Ry Mattoangin | ZST1 | PLN Stock Materials | 000000003250048 | MCB;230/400V;1P;4A;50Hz; | ZM0325 | BH | NORMAL | 234 | 0 | 0 | 0 | 1003 | HAR-Alat Ukur
7400 | UIW Sulselrabar | 7428 | PLN UP3 Makassar Selatan | 2530 | Gd Ry Mattoangin | ZST1 | PLN Stock Materials | 000000003250050 | MCB;230/400V;1P;6A;50Hz; | ZM0325 | BH | PRE-MEMORY | 0 | 0 | 0 | 0 | 1003 | HAR-Alat Ukur
7400 | UIW Sulselrabar | 7428 | PLN UP3 Makassar Selatan | 2530 | Gd Ry Mattoangin | ZST1 | PLN Stock Materials | 000000003250050 | MCB;230/400V;1P;6A;50Hz; | ZM0325 | BH | NORMAL | 5 | 0 | 0 | 0 | 1003 | HAR-Alat Ukur
7400 | UIW Sulselrabar | 7428 | PLN UP3 Makassar Selatan | 2530 | Gd Ry Mattoangin | ZST1 | PLN Stock Materials | 000000003250052 | MCB;230/400V;1P;10A;50Hz; | ZM0325 | BH | PRE-MEMORY | 0 | 0 | 0 | 0 | 1003 | HAR-Alat Ukur
7400 | UIW Sulselrabar | 7428 | PLN UP3 Makassar Selatan | 2530 | Gd Ry Mattoangin | ZST1 | PLN Stock Materials | 000000003250052 | MCB;230/400V;1P;10A;50Hz; | ZM0325 | BH | NORMAL | 1 | 0 | 0 | 0 | 1003 | HAR-Alat Ukur
7400 | UIW Sulselrabar | 7428 | PLN UP3 Makassar Selatan | 2530 | Gd Ry Mattoangin | ZST1 | PLN Stock Materials | 000000003250054 | MCB;230/400V;1P;16A;50Hz; | ZM0325 | BH | PRE-MEMORY | 0 | 0 | 0 | 0 | 1003 | HAR-Alat Ukur
7400 | UIW Sulselrabar | 7428 | PLN UP3 Makassar Selatan | 2530 | Gd Ry Mattoangin | ZST1 | PLN Stock Materials | 000000003250054 | MCB;230/400V;1P;16A;50Hz; | ZM0325 | BH | NORMAL | 225 | 0 | 0 | 0 | 1003 | HAR-Alat Ukur
7400 | UIW Sulselrabar | 7428 | PLN UP3 Makassar Selatan | 2530 | Gd Ry Mattoangin | ZST1 | PLN Stock Materials | 000000003250056 | MCB;230/400V;1P;20A;50Hz; | ZM0325 | BH | PRE-MEMORY | 0 | 0 | 0 | 0 | 1003 | HAR-Alat Ukur
7400 | UIW Sulselrabar | 7428 | PLN UP3 Makassar Selatan | 2530 | Gd Ry Mattoangin | ZST1 | PLN Stock Materials | 000000003250056 | MCB;230/400V;1P;20A;50Hz; | ZM0325 | BH | NORMAL | 14 | 0 | 0 | 0 | 1003 | HAR-Alat Ukur
7400 | UIW Sulselrabar | 7428 | PLN UP3 Makassar Selatan | 2530 | Gd Ry Mattoangin | ZST1 | PLN Stock Materials | 000000003250058 | MCB;230/400V;1P;25A;50Hz; | ZM0325 | BH | PRE-MEMORY | 0 | 0 | 0 | 0 | 1003 | HAR-Alat Ukur
7400 | UIW Sulselrabar | 7428 | PLN UP3 Makassar Selatan | 2530 | Gd Ry Mattoangin | ZST1 | PLN Stock Materials | 000000003250058 | MCB;230/400V;1P;25A;50Hz; | ZM0325 | BH | NORMAL | 25 | 0 | 0 | 0 | 1003 | HAR-Alat Ukur
7400 | UIW Sulselrabar | 7428 | PLN UP3 Makassar Selatan | 2530 | Gd Ry Mattoangin | ZST1 | PLN Stock Materials | 000000003250059 | MCB;230/400V;1P;35A;50Hz; | ZM0325 | BH | NORMAL | 150 | 0 | 0 | 0 | 1003 | HAR-Alat Ukur
7400 | UIW Sulselrabar | 7428 | PLN UP3 Makassar Selatan | 2530 | Gd Ry Mattoangin | ZST1 | PLN Stock Materials | 000000003250060 | MCB;230/400V;1P;50A;50Hz; | ZM0325 | BH | PRE-MEMORY | 0 | 0 | 0 | 0 | 1003 | HAR-Alat Ukur
7400 | UIW Sulselrabar | 7428 | PLN UP3 Makassar Selatan | 2530 | Gd Ry Mattoangin | ZST1 | PLN Stock Materials | 000000003250060 | MCB;230/400V;1P;50A;50Hz; | ZM0325 | BH | NORMAL | 39 | 0 | 0 | 0 | 1003 | HAR-Alat Ukur
7400 | UIW Sulselrabar | 7428 | PLN UP3 Makassar Selatan | 2530 | Gd Ry Mattoangin | ZST1 | PLN Stock Materials | 000000003250063 | MCB;380/440V;3P;100A;50HZ;MCCB | ZM0325 | BH | PRE-MEMORY | 0 | 0 | 0 | 0 | 1003 | HAR-Alat Ukur
7400 | UIW Sulselrabar | 7428 | PLN UP3 Makassar Selatan | 2530 | Gd Ry Mattoangin | ZST1 | PLN Stock Materials | 000000003250063 | MCB;380/440V;3P;100A;50HZ;MCCB | ZM0325 | BH | NORMAL | 2 | 0 | 0 | 0 | 1003 | HAR-Alat Ukur
7400 | UIW Sulselrabar | 7428 | PLN UP3 Makassar Selatan | 2530 | Gd Ry Mattoangin | ZST1 | PLN Stock Materials | 000000003250064 | MCB;380/440V;3P;125A;50HZ;MCCB | ZM0325 | BH | NORMAL | 2 | 0 | 0 | 0 | 1003 | HAR-Alat Ukur
7400 | UIW Sulselrabar | 7428 | PLN UP3 Makassar Selatan | 2530 | Gd Ry Mattoangin | ZST1 | PLN Stock Materials | 000000003250065 | MCB;380/440V;3P;250A;50HZ;MCCB | ZM0325 | BH | NORMAL | 0 | 0 | 0 | 0 | 1003 | HAR-Alat Ukur
7400 | UIW Sulselrabar | 7428 | PLN UP3 Makassar Selatan | 2530 | Gd Ry Mattoangin | ZST1 | PLN Stock Materials | 000000003250076 | MCB;230/400V;3P;200A;50Hz;MCCB | ZM0325 | BH | NORMAL | 2 | 0 | 0 | 0 | 1003 | HAR-Alat Ukur
7400 | UIW Sulselrabar | 7428 | PLN UP3 Makassar Selatan | 2530 | Gd Ry Mattoangin | ZST1 | PLN Stock Materials | 000000003250078 | MCB;230/400V;3P;250A;50Hz;MCCB | ZM0325 | BH | NORMAL | 0 | 0 | 0 | 0 | 1003 | HAR-Alat Ukur
7400 | UIW Sulselrabar | 7428 | PLN UP3 Makassar Selatan | 2530 | Gd Ry Mattoangin | ZST1 | PLN Stock Materials | 000000003250097 | MCB;230/400V;3P;10A;50Hz; | ZM0325 | BH | PRE-MEMORY | 0 | 0 | 0 | 0 | 1003 | HAR-Alat Ukur
7400 | UIW Sulselrabar | 7428 | PLN UP3 Makassar Selatan | 2530 | Gd Ry Mattoangin | ZST1 | PLN Stock Materials | 000000003250097 | MCB;230/400V;3P;10A;50Hz; | ZM0325 | BH | NORMAL | 25 | 0 | 0 | 0 | 1003 | HAR-Alat Ukur
7400 | UIW Sulselrabar | 7428 | PLN UP3 Makassar Selatan | 2530 | Gd Ry Mattoangin | ZST1 | PLN Stock Materials | 000000003250099 | MCB;230/400V;3P;16A;50Hz; | ZM0325 | BH | PRE-MEMORY | 0 | 0 | 0 | 0 | 1003 | HAR-Alat Ukur
7400 | UIW Sulselrabar | 7428 | PLN UP3 Makassar Selatan | 2530 | Gd Ry Mattoangin | ZST1 | PLN Stock Materials | 000000003250099 | MCB;230/400V;3P;16A;50Hz; | ZM0325 | BH | NORMAL | 32 | 0 | 0 | 0 | 1003 | HAR-Alat Ukur
7400 | UIW Sulselrabar | 7428 | PLN UP3 Makassar Selatan | 2530 | Gd Ry Mattoangin | ZST1 | PLN Stock Materials | 000000003250100 | MCB;230/400V;3P;20A;50Hz; | ZM0325 | BH | PRE-MEMORY | 0 | 0 | 0 | 0 | 1003 | HAR-Alat Ukur
7400 | UIW Sulselrabar | 7428 | PLN UP3 Makassar Selatan | 2530 | Gd Ry Mattoangin | ZST1 | PLN Stock Materials | 000000003250100 | MCB;230/400V;3P;20A;50Hz; | ZM0325 | BH | NORMAL | 36 | 0 | 0 | 0 | 1003 | HAR-Alat Ukur
7400 | UIW Sulselrabar | 7428 | PLN UP3 Makassar Selatan | 2530 | Gd Ry Mattoangin | ZST1 | PLN Stock Materials | 000000003250102 | MCB;230/400V;3P;25A;50Hz; | ZM0325 | BH | PRE-MEMORY | 0 | 0 | 0 | 0 | 1003 | HAR-Alat Ukur
7400 | UIW Sulselrabar | 7428 | PLN UP3 Makassar Selatan | 2530 | Gd Ry Mattoangin | ZST1 | PLN Stock Materials | 000000003250102 | MCB;230/400V;3P;25A;50Hz; | ZM0325 | BH | NORMAL | 22 | 0 | 0 | 0 | 1003 | HAR-Alat Ukur
7400 | UIW Sulselrabar | 7428 | PLN UP3 Makassar Selatan | 2530 | Gd Ry Mattoangin | ZST1 | PLN Stock Materials | 000000003250103 | MCB;230/400V;3P;35A;50Hz; | ZM0325 | BH | PRE-MEMORY | 0 | 0 | 0 | 0 | 1003 | HAR-Alat Ukur
7400 | UIW Sulselrabar | 7428 | PLN UP3 Makassar Selatan | 2530 | Gd Ry Mattoangin | ZST1 | PLN Stock Materials | 000000003250103 | MCB;230/400V;3P;35A;50Hz; | ZM0325 | BH | NORMAL | 43 | 0 | 0 | 0 | 1003 | HAR-Alat Ukur
7400 | UIW Sulselrabar | 7428 | PLN UP3 Makassar Selatan | 2530 | Gd Ry Mattoangin | ZST1 | PLN Stock Materials | 000000003250292 | MCB;230/400V;3P;63A;50HZ;MCCB+SHUNTTRIP | ZM0325 | BH | NORMAL | 2 | 0 | 0 | 0 | 1003 | HAR-Alat Ukur
7400 | UIW Sulselrabar | 7428 | PLN UP3 Makassar Selatan | 2530 | Gd Ry Mattoangin | ZST1 | PLN Stock Materials | 000000003250299 | MCB;230/415V;3P;300A;50Hz;MCCB+SHUNTTRIP | ZM0325 | BH | NORMAL | 0 | 0 | 0 | 0 | 1003 | HAR-Alat Ukur
7400 | UIW Sulselrabar | 7428 | PLN UP3 Makassar Selatan | 2530 | Gd Ry Mattoangin | ZST1 | PLN Stock Materials | 000000003250300 | MCB;230/415V;3P;80A;50Hz;MCCB+SHUNTTRIP | ZM0325 | BH | NORMAL | 0 | 0 | 0 | 0 | 1003 | HAR-Alat Ukur
7400 | UIW Sulselrabar | 7428 | PLN UP3 Makassar Selatan | 2530 | Gd Ry Mattoangin | ZST1 | PLN Stock Materials | 000000003250301 | MCB;230/415V;3P;100A;50Hz;MCCB+SHUNTTRIP | ZM0325 | BH | NORMAL | 0 | 0 | 0 | 0 | 1003 | HAR-Alat Ukur
7400 | UIW Sulselrabar | 7428 | PLN UP3 Makassar Selatan | 2530 | Gd Ry Mattoangin | ZST1 | PLN Stock Materials | 000000003250303 | MCB;230/415V;3P;160A;50Hz;MCCB+SHUNTTRIP | ZM0325 | BH | NORMAL | 0 | 0 | 0 | 0 | 1003 | HAR-Alat Ukur
7400 | UIW Sulselrabar | 7428 | PLN UP3 Makassar Selatan | 2530 | Gd Ry Mattoangin | ZST1 | PLN Stock Materials | 000000003260018 | LVSB;DIST;3P;380V;630A;4LINE;OD | ZM0326 | SET | NORMAL | 0 | 0 | 0 | 0 | 1001 | HAR-Switchgear&Jaringan
7400 | UIW Sulselrabar | 7428 | PLN UP3 Makassar Selatan | 2530 | Gd Ry Mattoangin | ZST1 | PLN Stock Materials | 000000003260027 | LVSB;DIST;3P;380V;250A;2LINE;OD | ZM0326 | U | NORMAL | 0 | 0 | 0 | 0 | 1001 | HAR-Switchgear&Jaringan
7400 | UIW Sulselrabar | 7428 | PLN UP3 Makassar Selatan | 2530 | Gd Ry Mattoangin | ZST1 | PLN Stock Materials | 000000003260161 | LVSB;DIST;3P;400V;250A;2LINE;OD | ZM0326 | SET | NORMAL | 0 | 0 | 0 | 0 | 1001 | HAR-Switchgear&Jaringan
7400 | UIW Sulselrabar | 7428 | PLN UP3 Makassar Selatan | 2530 | Gd Ry Mattoangin | ZST1 | PLN Stock Materials | 000000003260237 | LVSB;DIST;3P;400V;400A;2LINE;OD | ZM0326 | SET | NORMAL | 0 | 0 | 0 | 0 | 1001 | HAR-Switchgear&Jaringan
7400 | UIW Sulselrabar | 7428 | PLN UP3 Makassar Selatan | 2530 | Gd Ry Mattoangin | ZST1 | PLN Stock Materials | 000000003270029 | LVSB ACC;FUSE HOLDER 400A | ZM0327 | BH | NORMAL | 22 | 0 | 0 | 0 | 1001 | HAR-Switchgear&Jaringan
7400 | UIW Sulselrabar | 7428 | PLN UP3 Makassar Selatan | 2530 | Gd Ry Mattoangin | ZST1 | PLN Stock Materials | 000000003270063 | LVSB ACC;FUSE HOLDER 250A | ZM0327 | BH | NORMAL | 0 | 0 | 0 | 0 | 1001 | HAR-Switchgear&Jaringan
7400 | UIW Sulselrabar | 7428 | PLN UP3 Makassar Selatan | 2530 | Gd Ry Mattoangin | ZST1 | PLN Stock Materials | 000000003270170 | LVSB ACC;FUSE HOLDER 630A | ZM0327 | BH | PRE-MEMORY | 0 | 0 | 0 | 0 | 1001 | HAR-Switchgear&Jaringan
7400 | UIW Sulselrabar | 7428 | PLN UP3 Makassar Selatan | 2530 | Gd Ry Mattoangin | ZST1 | PLN Stock Materials | 000000003270170 | LVSB ACC;FUSE HOLDER 630A | ZM0327 | BH | NORMAL | 20 | 0 | 0 | 0 | 1001 | HAR-Switchgear&Jaringan
7400 | UIW Sulselrabar | 7428 | PLN UP3 Makassar Selatan | 2530 | Gd Ry Mattoangin | ZST1 | PLN Stock Materials | 000000003280010 | CONN;;PG W TO W;AL;D35.75-35.75mm2;BOLT | ZM0328 | BH | PRE-MEMORY | 0 | 0 | 0 | 0 | 1001 | HAR-Switchgear&Jaringan
7400 | UIW Sulselrabar | 7428 | PLN UP3 Makassar Selatan | 2530 | Gd Ry Mattoangin | ZST1 | PLN Stock Materials | 000000003280010 | CONN;;PG W TO W;AL;D35.75-35.75mm2;BOLT | ZM0328 | BH | NORMAL | 0 | 0 | 0 | 0 | 1001 | HAR-Switchgear&Jaringan
7400 | UIW Sulselrabar | 7428 | PLN UP3 Makassar Selatan | 2530 | Gd Ry Mattoangin | ZST1 | PLN Stock Materials | 000000003280087 | CONN;1kV;PIER;AL;6-25/35-70mm2;BOLT;WP | ZM0328 | BH | NORMAL | 0 | 0 | 0 | 0 | 1001 | HAR-Switchgear&Jaringan
7400 | UIW Sulselrabar | 7428 | PLN UP3 Makassar Selatan | 2530 | Gd Ry Mattoangin | ZST1 | PLN Stock Materials | 000000003280095 | CONN;20kV;H;AL;50-70mm2;PRS; | ZM0328 | BH | PRE-MEMORY | 0 | 0 | 0 | 0 | 1001 | HAR-Switchgear&Jaringan
7400 | UIW Sulselrabar | 7428 | PLN UP3 Makassar Selatan | 2530 | Gd Ry Mattoangin | ZST1 | PLN Stock Materials | 000000003280095 | CONN;20kV;H;AL;50-70mm2;PRS; | ZM0328 | BH | NORMAL | 0 | 0 | 0 | 0 | 1001 | HAR-Switchgear&Jaringan
7400 | UIW Sulselrabar | 7428 | PLN UP3 Makassar Selatan | 2530 | Gd Ry Mattoangin | ZST1 | PLN Stock Materials | 000000003280139 | CONN;20kV;H;AL;70-70/70-70mm2;PRS; | ZM0328 | BH | NORMAL | 0 | 0 | 0 | 0 | 1001 | HAR-Switchgear&Jaringan
7400 | UIW Sulselrabar | 7428 | PLN UP3 Makassar Selatan | 2530 | Gd Ry Mattoangin | ZST1 | PLN Stock Materials | 000000003280185 | CONN;20kV;H;AL;150-150mm2;PRS; | ZM0328 | BH | NORMAL | 0 | 0 | 0 | 0 | 1001 | HAR-Switchgear&Jaringan
7400 | UIW Sulselrabar | 7428 | PLN UP3 Makassar Selatan | 2530 | Gd Ry Mattoangin | ZST1 | PLN Stock Materials | 000000003280253 | CONN;20kV;H;AL;70-150mm2;PRS; | ZM0328 | BH | PRE-MEMORY | 0 | 0 | 0 | 0 | 1001 | HAR-Switchgear&Jaringan
7400 | UIW Sulselrabar | 7428 | PLN UP3 Makassar Selatan | 2530 | Gd Ry Mattoangin | ZST1 | PLN Stock Materials | 000000003280253 | CONN;20kV;H;AL;70-150mm2;PRS; | ZM0328 | BH | NORMAL | 0 | 0 | 0 | 0 | 1001 | HAR-Switchgear&Jaringan
7400 | UIW Sulselrabar | 7428 | PLN UP3 Makassar Selatan | 2530 | Gd Ry Mattoangin | ZST1 | PLN Stock Materials | 000000003280337 | CONN;1kV;PIER;AL;6-25/35-70mm2;2BOLT;WP | ZM0328 | BH | PRE-MEMORY | 0 | 0 | 0 | 0 | 1001 | HAR-Switchgear&Jaringan
7400 | UIW Sulselrabar | 7428 | PLN UP3 Makassar Selatan | 2530 | Gd Ry Mattoangin | ZST1 | PLN Stock Materials | 000000003280337 | CONN;1kV;PIER;AL;6-25/35-70mm2;2BOLT;WP | ZM0328 | BH | NORMAL | 0 | 0 | 0 | 0 | 1001 | HAR-Switchgear&Jaringan
7400 | UIW Sulselrabar | 7428 | PLN UP3 Makassar Selatan | 2530 | Gd Ry Mattoangin | ZST1 | PLN Stock Materials | 000000004120005 | BOX;APPVI NCBL;ST PLATE; | ZM0412 | BH | NORMAL | 0 | 0 | 0 | 0 | 1003 | HAR-Alat Ukur
7400 | UIW Sulselrabar | 7428 | PLN UP3 Makassar Selatan | 2530 | Gd Ry Mattoangin | ZST1 | PLN Stock Materials | 000000004120049 | BOX;APPIII;ST PLATE 2mm; | ZM0412 | BH | NORMAL | 0 | 0 | 0 | 0 | 1003 | HAR-Alat Ukur
7400 | UIW Sulselrabar | 7428 | PLN UP3 Makassar Selatan | 2530 | Gd Ry Mattoangin | ZST1 | PLN Stock Materials | 000000004120054 | BOX;APPVI TR;ST PLATE 2mm; | ZM0412 | BH | NORMAL | 4 | 0 | 0 | 0 | 1003 | HAR-Alat Ukur
7400 | UIW Sulselrabar | 7428 | PLN UP3 Makassar Selatan | 2530 | Gd Ry Mattoangin | ZST1 | PLN Stock Materials | 000000004120101 | BOX;MER TRIP MODEM MCCB CT TR 41,5KVA EN | ZM0412 | SET | NORMAL | 0 | 0 | 0 | 0 | 1003 | HAR-Alat Ukur
7400 | UIW Sulselrabar | 7428 | PLN UP3 Makassar Selatan | 2530 | Gd Ry Mattoangin | ZST1 | PLN Stock Materials | 000000004120102 | BOX;MER TRIP MODEM MCCB CT TR 53KVA | ZM0412 | SET | NORMAL | 0 | 0 | 0 | 0 | 1003 | HAR-Alat Ukur
7400 | UIW Sulselrabar | 7428 | PLN UP3 Makassar Selatan | 2530 | Gd Ry Mattoangin | ZST1 | PLN Stock Materials | 000000004120103 | BOX;MER TRIP MODEM MCCB CT TR 66KVA | ZM0412 | SET | NORMAL | 0 | 0 | 0 | 0 | 1003 | HAR-Alat Ukur
7400 | UIW Sulselrabar | 7428 | PLN UP3 Makassar Selatan | 2530 | Gd Ry Mattoangin | ZST1 | PLN Stock Materials | 000000004120104 | BOX;MER TRIP MODEM MCCB CT TR 82,5KVA | ZM0412 | SET | NORMAL | 0 | 0 | 0 | 0 | 1003 | HAR-Alat Ukur
7400 | UIW Sulselrabar | 7428 | PLN UP3 Makassar Selatan | 2530 | Gd Ry Mattoangin | ZST1 | PLN Stock Materials | 000000004120105 | BOX;MER TRIP MODEM MCCB CT TR 105KVA | ZM0412 | SET | NORMAL | 0 | 0 | 0 | 0 | 1003 | HAR-Alat Ukur
7400 | UIW Sulselrabar | 7428 | PLN UP3 Makassar Selatan | 2530 | Gd Ry Mattoangin | ZST1 | PLN Stock Materials | 000000004120106 | BOX;MER TRIP MODEM MCCB CT TR 131KVA | ZM0412 | SET | NORMAL | 0 | 0 | 0 | 0 | 1003 | HAR-Alat Ukur
7400 | UIW Sulselrabar | 7428 | PLN UP3 Makassar Selatan | 2530 | Gd Ry Mattoangin | ZST1 | PLN Stock Materials | 000000004120107 | BOX;MER TRIP MODEM MCCB CT TR 147KVA | ZM0412 | SET | NORMAL | 0 | 0 | 0 | 0 | 1003 | HAR-Alat Ukur
7400 | UIW Sulselrabar | 7428 | PLN UP3 Makassar Selatan | 2530 | Gd Ry Mattoangin | ZST1 | PLN Stock Materials | 000000004120108 | BOX;MER TRIP MODEM MCCB CT TR 164KVA | ZM0412 | SET | NORMAL | 0 | 0 | 0 | 0 | 1003 | HAR-Alat Ukur
7400 | UIW Sulselrabar | 7428 | PLN UP3 Makassar Selatan | 2530 | Gd Ry Mattoangin | ZST1 | PLN Stock Materials | 000000004120109 | BOX;MER TRIP MODEM MCCB CT TR 197KVA | ZM0412 | SET | NORMAL | 0 | 0 | 0 | 0 | 1003 | HAR-Alat Ukur
7400 | UIW Sulselrabar | 7428 | PLN UP3 Makassar Selatan | 2530 | Gd Ry Mattoangin | ZST1 | PLN Stock Materials | 000000004120121 | BOX;MER TRIP MODEM MCCB CT TR 23KVA | ZM0412 | SET | NORMAL | 0 | 0 | 0 | 0 | 1003 | HAR-Alat Ukur
7400 | UIW Sulselrabar | 7428 | PLN UP3 Makassar Selatan | 2530 | Gd Ry Mattoangin | ZST1 | PLN Stock Materials | 000000004120285 | BOX;AMR COMBO;105KVA;+Shunt-Trip | ZM0412 | U | NORMAL | 0 | 0 | 0 | 0 | 1003 | HAR-Alat Ukur
7400 | UIW Sulselrabar | 7428 | PLN UP3 Makassar Selatan | 2530 | Gd Ry Mattoangin | ZST1 | PLN Stock Materials | 000000004120287 | BOX;AMR COMBO;164KVA;+Shunt-Trip | ZM0412 | U | NORMAL | 0 | 0 | 0 | 0 | 1003 | HAR-Alat Ukur
7400 | UIW Sulselrabar | 7428 | PLN UP3 Makassar Selatan | 2530 | Gd Ry Mattoangin | ZST1 | PLN Stock Materials | 000000004120289 | BOX;AMR COMBO;147KVA;+Shunt-Trip | ZM0412 | U | NORMAL | 0 | 0 | 0 | 0 | 1003 | HAR-Alat Ukur
7400 | UIW Sulselrabar | 7428 | PLN UP3 Makassar Selatan | 2530 | Gd Ry Mattoangin | ZST1 | PLN Stock Materials | 000000004120308 | BOX;APPIII MCB 63A;STPLATE;840X330X170MM | ZM0412 | BH | NORMAL | 0 | 0 | 0 | 0 | 1003 | HAR-Alat Ukur
7400 | UIW Sulselrabar | 7428 | PLN UP3 Makassar Selatan | 2530 | Gd Ry Mattoangin | ZST1 | PLN Stock Materials | 000000004120320 | BOX;AMR COMBO;53KVA;+SHUNT-TRIP | ZM0412 | BH | NORMAL | 0 | 0 | 0 | 0 | 1003 | HAR-Alat Ukur
7400 | UIW Sulselrabar | 7428 | PLN UP3 Makassar Selatan | 2530 | Gd Ry Mattoangin | ZST1 | PLN Stock Materials | 000000004120321 | BOX;AMR COMBO;66KVA;+SHUNT-TRIP | ZM0412 | BH | NORMAL | 0 | 0 | 0 | 0 | 1003 | HAR-Alat Ukur
7400 | UIW Sulselrabar | 7428 | PLN UP3 Makassar Selatan | 2530 | Gd Ry Mattoangin | ZST1 | PLN Stock Materials | 000000004160016 | CABLE CTRL;NYAF;1X6mm2;0.6/1kV;OH | ZM0416 | M | NORMAL | 0 | 0 | 0 | 0 | 1002 | HAR-Kabel
7400 | UIW Sulselrabar | 7428 | PLN UP3 Makassar Selatan | 2530 | Gd Ry Mattoangin | ZST1 | PLN Stock Materials | 000000004170069 | CABLE CTRL ACC;LARGE ANGLE ASS 50-70mm | ZM0417 | BH | NORMAL | 0 | 0 | 0 | 0 | 1002 | HAR-Kabel
7400 | UIW Sulselrabar | 7428 | PLN UP3 Makassar Selatan | 2530 | Gd Ry Mattoangin | ZST1 | PLN Stock Materials | 000000004190256 | UNIV ACC;GROUND PIPE 1.5"X2.75M+BC 50 | ZM0419 | BTG | NORMAL | 0 | 0 | 0 | 0 | 1005 | HAR-Persediaan Umum
7400 | UIW Sulselrabar | 7428 | PLN UP3 Makassar Selatan | 2530 | Gd Ry Mattoangin | ZST1 | PLN Stock Materials | 000000007011080 | TOOL M;INSULATING VARNISH RED SPRAY | ZM0701 | CAN | NORMAL | 0 | 0 | 0 | 0 | 1005 | HAR-Persediaan Umum
7400 | UIW Sulselrabar | 7428 | PLN UP3 Makassar Selatan | 2520 | Gd Ry Panakkukan | ZST1 | PLN Stock Materials | 000000002030022 | DS;K;20kV;3P;630A;;;OD | ZM0203 | U | NORMAL | 0 | 0 | 0 | 0 | 1001 | HAR-Switchgear&Jaringan
7400 | UIW Sulselrabar | 7428 | PLN UP3 Makassar Selatan | 2520 | Gd Ry Panakkukan | ZST1 | PLN Stock Materials | 000000002050097 | CT;380/220V;RING;100/5A;1;5VA;P | ZM0205 | BH | NORMAL | 0 | 0 | 0 | 0 | 1001 | HAR-Switchgear&Jaringan
7400 | UIW Sulselrabar | 7428 | PLN UP3 Makassar Selatan | 2520 | Gd Ry Panakkukan | ZST1 | PLN Stock Materials | 000000002050103 | CT;380/220V;RING;200/5A;0.5;5VA;P | ZM0205 | BH | NORMAL | 0 | 0 | 0 | 0 | 1001 | HAR-Switchgear&Jaringan
7400 | UIW Sulselrabar | 7428 | PLN UP3 Makassar Selatan | 2520 | Gd Ry Panakkukan | ZST1 | PLN Stock Materials | 000000002090032 | LA;20-24kV;K;10kA;POLYMER;; | ZM0209 | BH | NORMAL | 0 | 0 | 0 | 0 | 1001 | HAR-Switchgear&Jaringan
7400 | UIW Sulselrabar | 7428 | PLN UP3 Makassar Selatan | 2520 | Gd Ry Panakkukan | ZST1 | PLN Stock Materials | 000000002190045 | MTR;kWH M;;1P;230V;20-60A;2;;2W | ZM0219 | BH | NORMAL | 0 | 0 | 0 | 0 | 1003 | HAR-Alat Ukur
7400 | UIW Sulselrabar | 7428 | PLN UP3 Makassar Selatan | 2520 | Gd Ry Panakkukan | ZST1 | PLN Stock Materials | 000000002190052 | MTR;kWH M;;3P;220/380V;20-60A;2;ST;4W | ZM0219 | BH | PRE-MEMORY | 0 | 0 | 0 | 0 | 1003 | HAR-Alat Ukur
7400 | UIW Sulselrabar | 7428 | PLN UP3 Makassar Selatan | 2520 | Gd Ry Panakkukan | ZST1 | PLN Stock Materials | 000000002190064 | MTR;kWH MCOM;;1P;230V;20-60A-25A;2;ST;2W | ZM0219 | BH | PRE-MEMORY | 0 | 0 | 0 | 0 | 1003 | HAR-Alat Ukur
7400 | UIW Sulselrabar | 7428 | PLN UP3 Makassar Selatan | 2520 | Gd Ry Panakkukan | ZST1 | PLN Stock Materials | 000000002190065 | MTR;kWH MCOM;;1P;230V;20-60A-35A;2;ST;2W | ZM0219 | BH | PRE-MEMORY | 0 | 0 | 0 | 0 | 1003 | HAR-Alat Ukur
7400 | UIW Sulselrabar | 7428 | PLN UP3 Makassar Selatan | 2520 | Gd Ry Panakkukan | ZST1 | PLN Stock Materials | 000000002190096 | MTR;KWHMCOM;;1P;230V;5-20A MINMCB;2;ST; | ZM0219 | BH | NORMAL | 0 | 0 | 0 | 0 | 1003 | HAR-Alat Ukur
7400 | UIW Sulselrabar | 7428 | PLN UP3 Makassar Selatan | 2520 | Gd Ry Panakkukan | ZST1 | PLN Stock Materials | 000000002190210 | MTR;kWH M;;3P;220/380V;5-20A;1;ST;4W | ZM0219 | BH | PRE-MEMORY | 2 | 0 | 0 | 0 | 1003 | HAR-Alat Ukur
7400 | UIW Sulselrabar | 7428 | PLN UP3 Makassar Selatan | 2520 | Gd Ry Panakkukan | ZST1 | PLN Stock Materials | 000000002190210 | MTR;kWH M;;3P;220/380V;5-20A;1;ST;4W | ZM0219 | BH | NORMAL | 0 | 0 | 0 | 0 | 1003 | HAR-Alat Ukur
7400 | UIW Sulselrabar | 7428 | PLN UP3 Makassar Selatan | 2520 | Gd Ry Panakkukan | ZST1 | PLN Stock Materials | 000000002190218 | MTR;kWH E;;3P;230/400V;5-80A;1;;4W | ZM0219 | BH | PRE-MEMORY | 0 | 0 | 0 | 0 | 1003 | HAR-Alat Ukur
7400 | UIW Sulselrabar | 7428 | PLN UP3 Makassar Selatan | 2520 | Gd Ry Panakkukan | ZST1 | PLN Stock Materials | 000000002190218 | MTR;kWH E;;3P;230/400V;5-80A;1;;4W | ZM0219 | BH | NORMAL | 4 | 0 | 0 | 0 | 1003 | HAR-Alat Ukur
7400 | UIW Sulselrabar | 7428 | PLN UP3 Makassar Selatan | 2520 | Gd Ry Panakkukan | ZST1 | PLN Stock Materials | 000000002190219 | MTR;kWH E;;3P;57.7/240V;5-10A;0.5;;4W | ZM0219 | BH | NORMAL | 0 | 0 | 0 | 0 | 1003 | HAR-Alat Ukur
7400 | UIW Sulselrabar | 7428 | PLN UP3 Makassar Selatan | 2520 | Gd Ry Panakkukan | ZST1 | PLN Stock Materials | 000000002190224 | MTR;kWH E-PR;;1P;230V;5-60A;1;;2W | ZM0219 | BH | PRE-MEMORY | 0 | 0 | 0 | 0 | 1003 | HAR-Alat Ukur
7400 | UIW Sulselrabar | 7428 | PLN UP3 Makassar Selatan | 2520 | Gd Ry Panakkukan | ZST1 | PLN Stock Materials | 000000002190224 | MTR;kWH E-PR;;1P;230V;5-60A;1;;2W | ZM0219 | BH | NORMAL | 344 | 0 | 0 | 0 | 1003 | HAR-Alat Ukur
7400 | UIW Sulselrabar | 7428 | PLN UP3 Makassar Selatan | 2520 | Gd Ry Panakkukan | ZST1 | PLN Stock Materials | 000000002190231 | MTR;kWH E;;1P;230V;5-40A;1;;2W | ZM0219 | BH | PRE-MEMORY | 146 | 0 | 0 | 0 | 1003 | HAR-Alat Ukur
7400 | UIW Sulselrabar | 7428 | PLN UP3 Makassar Selatan | 2520 | Gd Ry Panakkukan | ZST1 | PLN Stock Materials | 000000002190231 | MTR;kWH E;;1P;230V;5-40A;1;;2W | ZM0219 | BH | NORMAL | 0 | 0 | 0 | 0 | 1003 | HAR-Alat Ukur
7400 | UIW Sulselrabar | 7428 | PLN UP3 Makassar Selatan | 2520 | Gd Ry Panakkukan | ZST1 | PLN Stock Materials | 000000002190244 | MTR;KWHE-PR-COM;1P;230V;5-60;1;2W;MINMCB | ZM0219 | BH | NORMAL | 0 | 0 | 0 | 0 | 1003 | HAR-Alat Ukur
7400 | UIW Sulselrabar | 7428 | PLN UP3 Makassar Selatan | 2520 | Gd Ry Panakkukan | ZST1 | PLN Stock Materials | 000000002190253 | MTR;kWH E;3P;230/400V;5-10A;1;;4W | ZM0219 | BH | NORMAL | 0 | 0 | 0 | 0 | 1003 | HAR-Alat Ukur
7400 | UIW Sulselrabar | 7428 | PLN UP3 Makassar Selatan | 2520 | Gd Ry Panakkukan | ZST1 | PLN Stock Materials | 000000002190438 | MTR;kWHE;;3P;57.7/100V-230/400;5A;0.5;4W | ZM0219 | BH | NORMAL | 29 | 0 | 0 | 0 | 1003 | HAR-Alat Ukur
7400 | UIW Sulselrabar | 7428 | PLN UP3 Makassar Selatan | 2520 | Gd Ry Panakkukan | ZST1 | PLN Stock Materials | 000000002200004 | MTR ACC;SEGEL PLASTIC | ZM0220 | BH | PRE-MEMORY | 0 | 0 | 0 | 0 | 1003 | HAR-Alat Ukur
7400 | UIW Sulselrabar | 7428 | PLN UP3 Makassar Selatan | 2520 | Gd Ry Panakkukan | ZST1 | PLN Stock Materials | 000000002200004 | MTR ACC;SEGEL PLASTIC | ZM0220 | BH | NORMAL | 0 | 0 | 0 | 0 | 1003 | HAR-Alat Ukur
7400 | UIW Sulselrabar | 7428 | PLN UP3 Makassar Selatan | 2520 | Gd Ry Panakkukan | ZST1 | PLN Stock Materials | 000000002200023 | MTR ACC;MODEM GSM/56KBPS | ZM0220 | BH | NORMAL | 0 | 0 | 0 | 0 | 1003 | HAR-Alat Ukur
7400 | UIW Sulselrabar | 7428 | PLN UP3 Makassar Selatan | 2520 | Gd Ry Panakkukan | ZST1 | PLN Stock Materials | 000000002230111 | CLAMP;H;AL;70-150/120-240mm2;PRS | ZM0223 | BH | NORMAL | 0 | 0 | 0 | 0 | 1001 | HAR-Switchgear&Jaringan
7400 | UIW Sulselrabar | 7428 | PLN UP3 Makassar Selatan | 2520 | Gd Ry Panakkukan | ZST1 | PLN Stock Materials | 000000002240029 | FUSE;380/220V;125A;SQUARE;1 | ZM0224 | BH | NORMAL | 0 | 0 | 0 | 0 | 1001 | HAR-Switchgear&Jaringan
7400 | UIW Sulselrabar | 7428 | PLN UP3 Makassar Selatan | 2520 | Gd Ry Panakkukan | ZST1 | PLN Stock Materials | 000000002240038 | FUSE;380/220V;200A;SQUARE;1 | ZM0224 | BH | NORMAL | 0 | 0 | 0 | 0 | 1001 | HAR-Switchgear&Jaringan
7400 | UIW Sulselrabar | 7428 | PLN UP3 Makassar Selatan | 2520 | Gd Ry Panakkukan | ZST1 | PLN Stock Materials | 000000002240044 | FUSE;380/220V;250A;SQUARE;1 | ZM0224 | BH | PRE-MEMORY | 0 | 0 | 0 | 0 | 1001 | HAR-Switchgear&Jaringan
7400 | UIW Sulselrabar | 7428 | PLN UP3 Makassar Selatan | 2520 | Gd Ry Panakkukan | ZST1 | PLN Stock Materials | 000000002240044 | FUSE;380/220V;250A;SQUARE;1 | ZM0224 | BH | NORMAL | 13 | 0 | 0 | 0 | 1001 | HAR-Switchgear&Jaringan
7400 | UIW Sulselrabar | 7428 | PLN UP3 Makassar Selatan | 2520 | Gd Ry Panakkukan | ZST1 | PLN Stock Materials | 000000002240048 | FUSE;380/220V;300A;SQUARE;2 | ZM0224 | BH | PRE-MEMORY | 0 | 0 | 0 | 0 | 1001 | HAR-Switchgear&Jaringan
7400 | UIW Sulselrabar | 7428 | PLN UP3 Makassar Selatan | 2520 | Gd Ry Panakkukan | ZST1 | PLN Stock Materials | 000000002240048 | FUSE;380/220V;300A;SQUARE;2 | ZM0224 | BH | NORMAL | 15 | 0 | 0 | 0 | 1001 | HAR-Switchgear&Jaringan
7400 | UIW Sulselrabar | 7428 | PLN UP3 Makassar Selatan | 2520 | Gd Ry Panakkukan | ZST1 | PLN Stock Materials | 000000002240049 | FUSE;380/220V;315A;SQUARE;2 | ZM0224 | BH | PRE-MEMORY | 0 | 0 | 0 | 0 | 1001 | HAR-Switchgear&Jaringan
7400 | UIW Sulselrabar | 7428 | PLN UP3 Makassar Selatan | 2520 | Gd Ry Panakkukan | ZST1 | PLN Stock Materials | 000000002240049 | FUSE;380/220V;315A;SQUARE;2 | ZM0224 | BH | NORMAL | 0 | 0 | 0 | 0 | 1001 | HAR-Switchgear&Jaringan
7400 | UIW Sulselrabar | 7428 | PLN UP3 Makassar Selatan | 2520 | Gd Ry Panakkukan | ZST1 | PLN Stock Materials | 000000002240050 | FUSE;380/220V;355A;SQUARE;2 | ZM0224 | BH | NORMAL | 0 | 0 | 0 | 0 | 1001 | HAR-Switchgear&Jaringan
7400 | UIW Sulselrabar | 7428 | PLN UP3 Makassar Selatan | 2520 | Gd Ry Panakkukan | ZST1 | PLN Stock Materials | 000000002240072 | FUSE;380/220V;80A;SQUARE;1 | ZM0224 | BH | NORMAL | 0 | 0 | 0 | 0 | 1001 | HAR-Switchgear&Jaringan
7400 | UIW Sulselrabar | 7428 | PLN UP3 Makassar Selatan | 2520 | Gd Ry Panakkukan | ZST1 | PLN Stock Materials | 000000002240113 | FUSE;380/220V;250A;SQUARE;2 | ZM0224 | BH | NORMAL | 0 | 0 | 0 | 0 | 1001 | HAR-Switchgear&Jaringan
7400 | UIW Sulselrabar | 7428 | PLN UP3 Makassar Selatan | 2520 | Gd Ry Panakkukan | ZST1 | PLN Stock Materials | 000000002240120 | FUSE;380/220V;100A;SQUARE;2 | ZM0224 | BH | NORMAL | 22 | 0 | 0 | 0 | 1001 | HAR-Switchgear&Jaringan
7400 | UIW Sulselrabar | 7428 | PLN UP3 Makassar Selatan | 2520 | Gd Ry Panakkukan | ZST1 | PLN Stock Materials | 000000002240121 | FUSE;380/220V;125A;SQUARE;2 | ZM0224 | BH | NORMAL | 0 | 0 | 0 | 0 | 1001 | HAR-Switchgear&Jaringan
7400 | UIW Sulselrabar | 7428 | PLN UP3 Makassar Selatan | 2520 | Gd Ry Panakkukan | ZST1 | PLN Stock Materials | 000000002240122 | FUSE;380/220V;160A;SQUARE;2 | ZM0224 | BH | NORMAL | 53 | 0 | 0 | 0 | 1001 | HAR-Switchgear&Jaringan
7400 | UIW Sulselrabar | 7428 | PLN UP3 Makassar Selatan | 2520 | Gd Ry Panakkukan | ZST1 | PLN Stock Materials | 000000002240123 | FUSE;380/220V;200A;SQUARE;2 | ZM0224 | BH | PRE-MEMORY | 0 | 0 | 0 | 0 | 1001 | HAR-Switchgear&Jaringan
7400 | UIW Sulselrabar | 7428 | PLN UP3 Makassar Selatan | 2520 | Gd Ry Panakkukan | ZST1 | PLN Stock Materials | 000000002240123 | FUSE;380/220V;200A;SQUARE;2 | ZM0224 | BH | NORMAL | 17 | 0 | 0 | 0 | 1001 | HAR-Switchgear&Jaringan
7400 | UIW Sulselrabar | 7428 | PLN UP3 Makassar Selatan | 2520 | Gd Ry Panakkukan | ZST1 | PLN Stock Materials | 000000002240125 | FUSE;380/220V;350A;SQUARE;2 | ZM0224 | BH | NORMAL | 11 | 0 | 0 | 0 | 1001 | HAR-Switchgear&Jaringan
7400 | UIW Sulselrabar | 7428 | PLN UP3 Makassar Selatan | 2520 | Gd Ry Panakkukan | ZST1 | PLN Stock Materials | 000000003030030 | POLE;STEEL;20kV;CIRCL;11m;200daN;; | ZM0303 | BTG | NORMAL | 0 | 0 | 0 | 0 | 1004 | HAR-Menara&Tiang
7400 | UIW Sulselrabar | 7428 | PLN UP3 Makassar Selatan | 2520 | Gd Ry Panakkukan | ZST1 | PLN Stock Materials | 000000003030041 | POLE;STEEL;220V;CIRCL;9m;200daN;; | ZM0303 | BTG | NORMAL | 0 | 0 | 0 | 0 | 1004 | HAR-Menara&Tiang
7400 | UIW Sulselrabar | 7428 | PLN UP3 Makassar Selatan | 2520 | Gd Ry Panakkukan | ZST1 | PLN Stock Materials | 000000003040024 | POLE ACC;ANCHOR ROD 5/8"X8FT | ZM0304 | BH | NORMAL | 0 | 0 | 0 | 0 | 1004 | HAR-Menara&Tiang
7400 | UIW Sulselrabar | 7428 | PLN UP3 Makassar Selatan | 2520 | Gd Ry Panakkukan | ZST1 | PLN Stock Materials | 000000003040054 | POLE ACC;BOLT DOUBLE ARMING 5/8"x14" | ZM0304 | BH | NORMAL | 0 | 0 | 0 | 0 | 1004 | HAR-Menara&Tiang
7400 | UIW Sulselrabar | 7428 | PLN UP3 Makassar Selatan | 2520 | Gd Ry Panakkukan | ZST1 | PLN Stock Materials | 000000003040188 | POLE ACC;STAINLESS STEEL STRAP | ZM0304 | M | NORMAL | 50 | 0 | 0 | 0 | 1004 | HAR-Menara&Tiang
7400 | UIW Sulselrabar | 7428 | PLN UP3 Makassar Selatan | 2520 | Gd Ry Panakkukan | ZST1 | PLN Stock Materials | 000000003050084 | CONDUCTOR;AAAC-S;150mm2; | ZM0305 | M | PRE-MEMORY | 0 | 0 | 0 | 0 | 1001 | HAR-Switchgear&Jaringan
7400 | UIW Sulselrabar | 7428 | PLN UP3 Makassar Selatan | 2520 | Gd Ry Panakkukan | ZST1 | PLN Stock Materials | 000000003050084 | CONDUCTOR;AAAC-S;150mm2; | ZM0305 | M | NORMAL | 0 | 0 | 0 | 0 | 1001 | HAR-Switchgear&Jaringan
7400 | UIW Sulselrabar | 7428 | PLN UP3 Makassar Selatan | 2520 | Gd Ry Panakkukan | ZST1 | PLN Stock Materials | 000000003050088 | CONDUCTOR;AAAC-S;70mm2; | ZM0305 | M | NORMAL | 0 | 0 | 0 | 0 | 1001 | HAR-Switchgear&Jaringan
7400 | UIW Sulselrabar | 7428 | PLN UP3 Makassar Selatan | 2520 | Gd Ry Panakkukan | ZST1 | PLN Stock Materials | 000000003060027 | COND ACC;JOINT SLEEVE AL 150mm2 COMP | ZM0306 | BH | NORMAL | 0 | 0 | 0 | 0 | 1001 | HAR-Switchgear&Jaringan
7400 | UIW Sulselrabar | 7428 | PLN UP3 Makassar Selatan | 2520 | Gd Ry Panakkukan | ZST1 | PLN Stock Materials | 000000003060062 | COND ACC;TEKEP ISOLATOR 20KV L150MM2 EXT | ZM0306 | SET | NORMAL | 0 | 0 | 0 | 0 | 1001 | HAR-Switchgear&Jaringan
7400 | UIW Sulselrabar | 7428 | PLN UP3 Makassar Selatan | 2520 | Gd Ry Panakkukan | ZST1 | PLN Stock Materials | 000000003060122 | COND ACC;DEAD END ASSEMBLY | ZM0306 | BH | NORMAL | 0 | 0 | 0 | 0 | 1001 | HAR-Switchgear&Jaringan
7400 | UIW Sulselrabar | 7428 | PLN UP3 Makassar Selatan | 2520 | Gd Ry Panakkukan | ZST1 | PLN Stock Materials | 000000003060130 | COND ACC;NON TENSION JOINT AL 70mm2 | ZM0306 | BH | NORMAL | 0 | 0 | 0 | 0 | 1001 | HAR-Switchgear&Jaringan
7400 | UIW Sulselrabar | 7428 | PLN UP3 Makassar Selatan | 2520 | Gd Ry Panakkukan | ZST1 | PLN Stock Materials | 000000003060136 | COND ACC;JOINT SLEEVE AL 50mm2 INSUL | ZM0306 | BH | PRE-MEMORY | 0 | 0 | 0 | 0 | 1001 | HAR-Switchgear&Jaringan
7400 | UIW Sulselrabar | 7428 | PLN UP3 Makassar Selatan | 2520 | Gd Ry Panakkukan | ZST1 | PLN Stock Materials | 000000003060137 | COND ACC;JOINT SLEEVE AL 70mm2 INSUL | ZM0306 | BH | PRE-MEMORY | 0 | 0 | 0 | 0 | 1001 | HAR-Switchgear&Jaringan
7400 | UIW Sulselrabar | 7428 | PLN UP3 Makassar Selatan | 2520 | Gd Ry Panakkukan | ZST1 | PLN Stock Materials | 000000003060137 | COND ACC;JOINT SLEEVE AL 70mm2 INSUL | ZM0306 | BH | NORMAL | 0 | 0 | 0 | 0 | 1001 | HAR-Switchgear&Jaringan
7400 | UIW Sulselrabar | 7428 | PLN UP3 Makassar Selatan | 2520 | Gd Ry Panakkukan | ZST1 | PLN Stock Materials | 000000003060141 | COND ACC;JOINT SLEEVE AL 35mm2 | ZM0306 | BH | NORMAL | 0 | 0 | 0 | 0 | 1001 | HAR-Switchgear&Jaringan
7400 | UIW Sulselrabar | 7428 | PLN UP3 Makassar Selatan | 2520 | Gd Ry Panakkukan | ZST1 | PLN Stock Materials | 000000003060142 | COND ACC;JOINT SLEEVE AL 50mm2 | ZM0306 | BH | NORMAL | 16 | 0 | 0 | 0 | 1001 | HAR-Switchgear&Jaringan
7400 | UIW Sulselrabar | 7428 | PLN UP3 Makassar Selatan | 2520 | Gd Ry Panakkukan | ZST1 | PLN Stock Materials | 000000003060143 | COND ACC;JOINT SLEEVE AL 70mm2 | ZM0306 | BH | NORMAL | 30 | 0 | 0 | 0 | 1001 | HAR-Switchgear&Jaringan
7400 | UIW Sulselrabar | 7428 | PLN UP3 Makassar Selatan | 2520 | Gd Ry Panakkukan | ZST1 | PLN Stock Materials | 000000003060145 | COND ACC;JOINT SLEEVE AL 150mm2 | ZM0306 | BH | NORMAL | 80 | 0 | 0 | 0 | 1001 | HAR-Switchgear&Jaringan
7400 | UIW Sulselrabar | 7428 | PLN UP3 Makassar Selatan | 2520 | Gd Ry Panakkukan | ZST1 | PLN Stock Materials | 000000003060146 | COND ACC;JOINT SLEEVE AL 240mm2 | ZM0306 | BH | NORMAL | 0 | 0 | 0 | 0 | 1001 | HAR-Switchgear&Jaringan
7400 | UIW Sulselrabar | 7428 | PLN UP3 Makassar Selatan | 2520 | Gd Ry Panakkukan | ZST1 | PLN Stock Materials | 000000003060185 | COND ACC;TAP CONNECOR KEDAP AIR 6-25 | ZM0306 | BH | PRE-MEMORY | 0 | 0 | 0 | 0 | 1001 | HAR-Switchgear&Jaringan
7400 | UIW Sulselrabar | 7428 | PLN UP3 Makassar Selatan | 2520 | Gd Ry Panakkukan | ZST1 | PLN Stock Materials | 000000003060185 | COND ACC;TAP CONNECOR KEDAP AIR 6-25 | ZM0306 | BH | NORMAL | 0 | 0 | 0 | 0 | 1001 | HAR-Switchgear&Jaringan
7400 | UIW Sulselrabar | 7428 | PLN UP3 Makassar Selatan | 2520 | Gd Ry Panakkukan | ZST1 | PLN Stock Materials | 000000003060203 | COND ACC;JOINT AL 150mm2 COMP | ZM0306 | BH | NORMAL | 0 | 0 | 0 | 0 | 1001 | HAR-Switchgear&Jaringan
7400 | UIW Sulselrabar | 7428 | PLN UP3 Makassar Selatan | 2520 | Gd Ry Panakkukan | ZST1 | PLN Stock Materials | 000000003060283 | COND ACC;JOINT ALCU 70-95mm2 INSUL | ZM0306 | BH | NORMAL | 0 | 0 | 0 | 0 | 1001 | HAR-Switchgear&Jaringan
7400 | UIW Sulselrabar | 7428 | PLN UP3 Makassar Selatan | 2520 | Gd Ry Panakkukan | ZST1 | PLN Stock Materials | 000000003060315 | COND ACC;JOINT ALCU 35-35mm2 COMP | ZM0306 | BH | NORMAL | 0 | 0 | 0 | 0 | 1001 | HAR-Switchgear&Jaringan
7400 | UIW Sulselrabar | 7428 | PLN UP3 Makassar Selatan | 2520 | Gd Ry Panakkukan | ZST1 | PLN Stock Materials | 000000003060319 | COND ACC;JOINT ALCU 50-70mm2 COMP | ZM0306 | BH | NORMAL | 0 | 0 | 0 | 0 | 1001 | HAR-Switchgear&Jaringan
7400 | UIW Sulselrabar | 7428 | PLN UP3 Makassar Selatan | 2520 | Gd Ry Panakkukan | ZST1 | PLN Stock Materials | 000000003060320 | COND ACC;JOINT ALCU 70-70mm2 COMP | ZM0306 | BH | NORMAL | 0 | 0 | 0 | 0 | 1001 | HAR-Switchgear&Jaringan
7400 | UIW Sulselrabar | 7428 | PLN UP3 Makassar Selatan | 2520 | Gd Ry Panakkukan | ZST1 | PLN Stock Materials | 000000003060321 | COND ACC;JOINT ALCU 70-70mm2 INSUL | ZM0306 | BH | NORMAL | 0 | 0 | 0 | 0 | 1001 | HAR-Switchgear&Jaringan
7400 | UIW Sulselrabar | 7428 | PLN UP3 Makassar Selatan | 2520 | Gd Ry Panakkukan | ZST1 | PLN Stock Materials | 000000003060348 | COND ACC;NON TENSION JOINT ALCU 70mm2 | ZM0306 | BH | NORMAL | 0 | 0 | 0 | 0 | 1001 | HAR-Switchgear&Jaringan
7400 | UIW Sulselrabar | 7428 | PLN UP3 Makassar Selatan | 2520 | Gd Ry Panakkukan | ZST1 | PLN Stock Materials | 000000003060469 | COND ACC;JOINT ALCU 70-50mm2 COMP | ZM0306 | BH | NORMAL | 0 | 0 | 0 | 0 | 1001 | HAR-Switchgear&Jaringan
7400 | UIW Sulselrabar | 7428 | PLN UP3 Makassar Selatan | 2520 | Gd Ry Panakkukan | ZST1 | PLN Stock Materials | 000000003060481 | COND ACC;JOINT SLEEVE AL 70mm2 COMP | ZM0306 | BH | PRE-MEMORY | 0 | 0 | 0 | 0 | 1001 | HAR-Switchgear&Jaringan
7400 | UIW Sulselrabar | 7428 | PLN UP3 Makassar Selatan | 2520 | Gd Ry Panakkukan | ZST1 | PLN Stock Materials | 000000003060647 | COND ACC;F-NECK TOP TIES SEMI CON 70 | ZM0306 | BH | NORMAL | 0 | 0 | 0 | 0 | 1001 | HAR-Switchgear&Jaringan
7400 | UIW Sulselrabar | 7428 | PLN UP3 Makassar Selatan | 2520 | Gd Ry Panakkukan | ZST1 | PLN Stock Materials | 000000003070151 | ISOLATOR;PINPOST;PORC;24KV;;12.5kN | ZM0307 | BH | NORMAL | 0 | 0 | 0 | 0 | 1001 | HAR-Switchgear&Jaringan
7400 | UIW Sulselrabar | 7428 | PLN UP3 Makassar Selatan | 2520 | Gd Ry Panakkukan | ZST1 | PLN Stock Materials | 000000003070152 | ISOLATOR;LINEPOST;POLYMER;24KV;;12.5kN | ZM0307 | BH | NORMAL | 0 | 0 | 0 | 0 | 1001 | HAR-Switchgear&Jaringan
7400 | UIW Sulselrabar | 7428 | PLN UP3 Makassar Selatan | 2520 | Gd Ry Panakkukan | ZST1 | PLN Stock Materials | 000000003070154 | ISOLATOR;SUSP;POLYMER;24KV;;70kN | ZM0307 | BH | NORMAL | 0 | 0 | 0 | 0 | 1001 | HAR-Switchgear&Jaringan
7400 | UIW Sulselrabar | 7428 | PLN UP3 Makassar Selatan | 2520 | Gd Ry Panakkukan | ZST1 | PLN Stock Materials | 000000003070155 | ISOLATOR;SUSP;PORC;24KV;;70kN | ZM0307 | SET | NORMAL | 0 | 0 | 0 | 0 | 1001 | HAR-Switchgear&Jaringan
7400 | UIW Sulselrabar | 7428 | PLN UP3 Makassar Selatan | 2520 | Gd Ry Panakkukan | ZST1 | PLN Stock Materials | 000000003110025 | CABLE PWR;NFA2X;2X10mm2;0.6/1kV;OH | ZM0311 | M | PRE-MEMORY | 0 | 0 | 0 | 0 | 1001 | HAR-Switchgear&Jaringan
7400 | UIW Sulselrabar | 7428 | PLN UP3 Makassar Selatan | 2520 | Gd Ry Panakkukan | ZST1 | PLN Stock Materials | 000000003110025 | CABLE PWR;NFA2X;2X10mm2;0.6/1kV;OH | ZM0311 | M | NORMAL | 19 | 0 | 0 | 0 | 1001 | HAR-Switchgear&Jaringan
7400 | UIW Sulselrabar | 7428 | PLN UP3 Makassar Selatan | 2520 | Gd Ry Panakkukan | ZST1 | PLN Stock Materials | 000000003110026 | CABLE PWR;NFA2X;2X16mm2;0.6/1kV;OH | ZM0311 | M | NORMAL | 0 | 0 | 0 | 0 | 1001 | HAR-Switchgear&Jaringan
7400 | UIW Sulselrabar | 7428 | PLN UP3 Makassar Selatan | 2520 | Gd Ry Panakkukan | ZST1 | PLN Stock Materials | 000000003110029 | CABLE PWR;NFA2X;4X16mm2;0.6/1kV;OH | ZM0311 | M | NORMAL | 0 | 0 | 0 | 0 | 1001 | HAR-Switchgear&Jaringan
7400 | UIW Sulselrabar | 7428 | PLN UP3 Makassar Selatan | 2520 | Gd Ry Panakkukan | ZST1 | PLN Stock Materials | 000000003110038 | CABLE PWR;NFA2X-T;3X35+1X25;0.6/1kV;OH | ZM0311 | M | NORMAL | 0 | 0 | 0 | 0 | 1001 | HAR-Switchgear&Jaringan
7400 | UIW Sulselrabar | 7428 | PLN UP3 Makassar Selatan | 2520 | Gd Ry Panakkukan | ZST1 | PLN Stock Materials | 000000003110039 | CABLE PWR;NFA2X-T;3X35+1X35;0.6/1kV;OH | ZM0311 | M | NORMAL | 80 | 0 | 0 | 0 | 1001 | HAR-Switchgear&Jaringan
7400 | UIW Sulselrabar | 7428 | PLN UP3 Makassar Selatan | 2520 | Gd Ry Panakkukan | ZST1 | PLN Stock Materials | 000000003110041 | CABLE PWR;NFA2X-T;3X70+1X50;0.6/1kV;OH | ZM0311 | M | NORMAL | 0 | 0 | 0 | 0 | 1001 | HAR-Switchgear&Jaringan
7400 | UIW Sulselrabar | 7428 | PLN UP3 Makassar Selatan | 2520 | Gd Ry Panakkukan | ZST1 | PLN Stock Materials | 000000003110060 | CABLE PWR;NYY;1X150mm2;0.6/1kV;OH | ZM0311 | M | NORMAL | 0 | 0 | 0 | 0 | 1001 | HAR-Switchgear&Jaringan
7400 | UIW Sulselrabar | 7428 | PLN UP3 Makassar Selatan | 2520 | Gd Ry Panakkukan | ZST1 | PLN Stock Materials | 000000003110064 | CABLE PWR;NYY;1X70mm2;0.6/1kV;OH | ZM0311 | M | NORMAL | 0 | 0 | 0 | 0 | 1001 | HAR-Switchgear&Jaringan
7400 | UIW Sulselrabar | 7428 | PLN UP3 Makassar Selatan | 2520 | Gd Ry Panakkukan | ZST1 | PLN Stock Materials | 000000003110514 | CABLE PWR;NYY;1X70mm2;0.6/1kV;Opstig | ZM0311 | M | NORMAL | 0 | 0 | 0 | 0 | 1001 | HAR-Switchgear&Jaringan
7400 | UIW Sulselrabar | 7428 | PLN UP3 Makassar Selatan | 2520 | Gd Ry Panakkukan | ZST1 | PLN Stock Materials | 000000003110516 | CABLE PWR;NYY;1X150mm2;0.6/1kV;Opstig | ZM0311 | M | NORMAL | 0 | 0 | 0 | 0 | 1001 | HAR-Switchgear&Jaringan
7400 | UIW Sulselrabar | 7428 | PLN UP3 Makassar Selatan | 2520 | Gd Ry Panakkukan | ZST1 | PLN Stock Materials | 000000003110542 | CABLE PWR;NFA2X-T;3X70+1X70;0.6/1kV;OH | ZM0311 | M | NORMAL | 280 | 0 | 0 | 0 | 1001 | HAR-Switchgear&Jaringan
7400 | UIW Sulselrabar | 7428 | PLN UP3 Makassar Selatan | 2520 | Gd Ry Panakkukan | ZST1 | PLN Stock Materials | 000000003120013 | CABLE PWR ACC;CABLE SHOE CU 150mm2 | ZM0312 | BH | PRE-MEMORY | 0 | 0 | 0 | 0 | 1001 | HAR-Switchgear&Jaringan
7400 | UIW Sulselrabar | 7428 | PLN UP3 Makassar Selatan | 2520 | Gd Ry Panakkukan | ZST1 | PLN Stock Materials | 000000003120013 | CABLE PWR ACC;CABLE SHOE CU 150mm2 | ZM0312 | BH | NORMAL | 0 | 0 | 0 | 0 | 1001 | HAR-Switchgear&Jaringan
7400 | UIW Sulselrabar | 7428 | PLN UP3 Makassar Selatan | 2520 | Gd Ry Panakkukan | ZST1 | PLN Stock Materials | 000000003120033 | CABLE PWR ACC;DEAD END ASSY ADJ 70mm | ZM0312 | SET | NORMAL | 0 | 0 | 0 | 0 | 1001 | HAR-Switchgear&Jaringan
7400 | UIW Sulselrabar | 7428 | PLN UP3 Makassar Selatan | 2520 | Gd Ry Panakkukan | ZST1 | PLN Stock Materials | 000000003120037 | CABLE PWR ACC;DEAD END ASSY FIXED 50mm | ZM0312 | SET | NORMAL | 0 | 0 | 0 | 0 | 1001 | HAR-Switchgear&Jaringan
7400 | UIW Sulselrabar | 7428 | PLN UP3 Makassar Selatan | 2520 | Gd Ry Panakkukan | ZST1 | PLN Stock Materials | 000000003120038 | CABLE PWR ACC;DEAD END ASSY FIXED 70mm | ZM0312 | SET | PRE-MEMORY | 0 | 0 | 0 | 0 | 1001 | HAR-Switchgear&Jaringan
7400 | UIW Sulselrabar | 7428 | PLN UP3 Makassar Selatan | 2520 | Gd Ry Panakkukan | ZST1 | PLN Stock Materials | 000000003120038 | CABLE PWR ACC;DEAD END ASSY FIXED 70mm | ZM0312 | SET | NORMAL | 0 | 0 | 0 | 0 | 1001 | HAR-Switchgear&Jaringan
7400 | UIW Sulselrabar | 7428 | PLN UP3 Makassar Selatan | 2520 | Gd Ry Panakkukan | ZST1 | PLN Stock Materials | 000000003120058 | CABLE PWR ACC;LARGE ANGLE ASSY 70mm | ZM0312 | SET | NORMAL | 0 | 0 | 0 | 0 | 1001 | HAR-Switchgear&Jaringan
7400 | UIW Sulselrabar | 7428 | PLN UP3 Makassar Selatan | 2520 | Gd Ry Panakkukan | ZST1 | PLN Stock Materials | 000000003120092 | CABLE PWR ACC;SUSPENSION ASSY 70mm | ZM0312 | SET | PRE-MEMORY | 0 | 0 | 0 | 0 | 1001 | HAR-Switchgear&Jaringan
7400 | UIW Sulselrabar | 7428 | PLN UP3 Makassar Selatan | 2520 | Gd Ry Panakkukan | ZST1 | PLN Stock Materials | 000000003120092 | CABLE PWR ACC;SUSPENSION ASSY 70mm | ZM0312 | SET | NORMAL | 0 | 0 | 0 | 0 | 1001 | HAR-Switchgear&Jaringan
7400 | UIW Sulselrabar | 7428 | PLN UP3 Makassar Selatan | 2520 | Gd Ry Panakkukan | ZST1 | PLN Stock Materials | 000000003120113 | CABLE PWR ACC;CABLE SHOE AL-CU 50mm2 | ZM0312 | BH | NORMAL | 0 | 0 | 0 | 0 | 1001 | HAR-Switchgear&Jaringan
7400 | UIW Sulselrabar | 7428 | PLN UP3 Makassar Selatan | 2520 | Gd Ry Panakkukan | ZST1 | PLN Stock Materials | 000000003120114 | CABLE PWR ACC;CABLE SHOE CU 70mm2 | ZM0312 | BH | PRE-MEMORY | 0 | 0 | 0 | 0 | 1001 | HAR-Switchgear&Jaringan
7400 | UIW Sulselrabar | 7428 | PLN UP3 Makassar Selatan | 2520 | Gd Ry Panakkukan | ZST1 | PLN Stock Materials | 000000003120114 | CABLE PWR ACC;CABLE SHOE CU 70mm2 | ZM0312 | BH | NORMAL | 0 | 0 | 0 | 0 | 1001 | HAR-Switchgear&Jaringan
7400 | UIW Sulselrabar | 7428 | PLN UP3 Makassar Selatan | 2520 | Gd Ry Panakkukan | ZST1 | PLN Stock Materials | 000000003120118 | CABLE PWR ACC;CABLE SHOE AL-CU 150mm2 | ZM0312 | BH | NORMAL | 0 | 0 | 0 | 0 | 1001 | HAR-Switchgear&Jaringan
7400 | UIW Sulselrabar | 7428 | PLN UP3 Makassar Selatan | 2520 | Gd Ry Panakkukan | ZST1 | PLN Stock Materials | 000000003120121 | CABLE PWR ACC;CABLE SHOE CU 240mm2 | ZM0312 | BH | PRE-MEMORY | 0 | 0 | 0 | 0 | 1001 | HAR-Switchgear&Jaringan
7400 | UIW Sulselrabar | 7428 | PLN UP3 Makassar Selatan | 2520 | Gd Ry Panakkukan | ZST1 | PLN Stock Materials | 000000003120142 | CABLE PWR ACC;WEDGE CLAMP 2x(6-16)mm | ZM0312 | BH | NORMAL | 0 | 0 | 0 | 0 | 1001 | HAR-Switchgear&Jaringan
7400 | UIW Sulselrabar | 7428 | PLN UP3 Makassar Selatan | 2520 | Gd Ry Panakkukan | ZST1 | PLN Stock Materials | 000000003120154 | CABLE PWR ACC;CABLE SHOE AL-CU 1H 35mm2 | ZM0312 | BH | NORMAL | 0 | 0 | 0 | 0 | 1001 | HAR-Switchgear&Jaringan
7400 | UIW Sulselrabar | 7428 | PLN UP3 Makassar Selatan | 2520 | Gd Ry Panakkukan | ZST1 | PLN Stock Materials | 000000003120155 | CABLE PWR ACC;CABLE SHOE AL-CU 1H 50mm2 | ZM0312 | BH | NORMAL | 0 | 0 | 0 | 0 | 1001 | HAR-Switchgear&Jaringan
7400 | UIW Sulselrabar | 7428 | PLN UP3 Makassar Selatan | 2520 | Gd Ry Panakkukan | ZST1 | PLN Stock Materials | 000000003120156 | CABLE PWR ACC;CABLE SHOE AL-CU 1H 70mm2 | ZM0312 | BH | PRE-MEMORY | 0 | 0 | 0 | 0 | 1001 | HAR-Switchgear&Jaringan
7400 | UIW Sulselrabar | 7428 | PLN UP3 Makassar Selatan | 2520 | Gd Ry Panakkukan | ZST1 | PLN Stock Materials | 000000003120156 | CABLE PWR ACC;CABLE SHOE AL-CU 1H 70mm2 | ZM0312 | BH | NORMAL | 0 | 0 | 0 | 0 | 1001 | HAR-Switchgear&Jaringan
7400 | UIW Sulselrabar | 7428 | PLN UP3 Makassar Selatan | 2520 | Gd Ry Panakkukan | ZST1 | PLN Stock Materials | 000000003120157 | CABLE PWR ACC;CABLE SHOE AL-CU 1H 95mm2 | ZM0312 | BH | NORMAL | 0 | 0 | 0 | 0 | 1001 | HAR-Switchgear&Jaringan
7400 | UIW Sulselrabar | 7428 | PLN UP3 Makassar Selatan | 2520 | Gd Ry Panakkukan | ZST1 | PLN Stock Materials | 000000003120159 | CABLE PWR ACC;CABLE SHOE AL-CU 1H 150mm2 | ZM0312 | BH | NORMAL | 0 | 0 | 0 | 0 | 1001 | HAR-Switchgear&Jaringan
7400 | UIW Sulselrabar | 7428 | PLN UP3 Makassar Selatan | 2520 | Gd Ry Panakkukan | ZST1 | PLN Stock Materials | 000000003120161 | CABLE PWR ACC;CABLE SHOE AL-CU 1H 240mm2 | ZM0312 | BH | NORMAL | 10 | 0 | 0 | 0 | 1001 | HAR-Switchgear&Jaringan
7400 | UIW Sulselrabar | 7428 | PLN UP3 Makassar Selatan | 2520 | Gd Ry Panakkukan | ZST1 | PLN Stock Materials | 000000003120171 | CABLE PWR ACC;CABLE SHOE AL-CU 2H 150mm2 | ZM0312 | BH | NORMAL | 0 | 0 | 0 | 0 | 1001 | HAR-Switchgear&Jaringan
7400 | UIW Sulselrabar | 7428 | PLN UP3 Makassar Selatan | 2520 | Gd Ry Panakkukan | ZST1 | PLN Stock Materials | 000000003120174 | CABLE PWR ACC;CABLE SHOE AL-CU 2H 300mm2 | ZM0312 | BH | NORMAL | 0 | 0 | 0 | 0 | 1001 | HAR-Switchgear&Jaringan
7400 | UIW Sulselrabar | 7428 | PLN UP3 Makassar Selatan | 2520 | Gd Ry Panakkukan | ZST1 | PLN Stock Materials | 000000003120226 | CABLE PWR ACC;CABLE SHOE CU ID 1H 35mm2 | ZM0312 | BH | NORMAL | 0 | 0 | 0 | 0 | 1001 | HAR-Switchgear&Jaringan
7400 | UIW Sulselrabar | 7428 | PLN UP3 Makassar Selatan | 2520 | Gd Ry Panakkukan | ZST1 | PLN Stock Materials | 000000003120227 | CABLE PWR ACC;CABLE SHOE CU ID 1H 50mm2 | ZM0312 | BH | NORMAL | 0 | 0 | 0 | 0 | 1001 | HAR-Switchgear&Jaringan
7400 | UIW Sulselrabar | 7428 | PLN UP3 Makassar Selatan | 2520 | Gd Ry Panakkukan | ZST1 | PLN Stock Materials | 000000003120228 | CABLE PWR ACC;CABLE SHOE CU ID 1H 70mm2 | ZM0312 | BH | NORMAL | 0 | 0 | 0 | 0 | 1001 | HAR-Switchgear&Jaringan
7400 | UIW Sulselrabar | 7428 | PLN UP3 Makassar Selatan | 2520 | Gd Ry Panakkukan | ZST1 | PLN Stock Materials | 000000003120229 | CABLE PWR ACC;CABLE SHOE CU ID 1H 95mm2 | ZM0312 | BH | NORMAL | 0 | 0 | 0 | 0 | 1001 | HAR-Switchgear&Jaringan
7400 | UIW Sulselrabar | 7428 | PLN UP3 Makassar Selatan | 2520 | Gd Ry Panakkukan | ZST1 | PLN Stock Materials | 000000003120231 | CABLE PWR ACC;CABLE SHOE CU ID 1H 150mm2 | ZM0312 | BH | NORMAL | 0 | 0 | 0 | 0 | 1001 | HAR-Switchgear&Jaringan
7400 | UIW Sulselrabar | 7428 | PLN UP3 Makassar Selatan | 2520 | Gd Ry Panakkukan | ZST1 | PLN Stock Materials | 000000003120244 | CABLE PWR ACC;CABLE SHOE CU OD 1H 150mm2 | ZM0312 | BH | NORMAL | 0 | 0 | 0 | 0 | 1001 | HAR-Switchgear&Jaringan
7400 | UIW Sulselrabar | 7428 | PLN UP3 Makassar Selatan | 2520 | Gd Ry Panakkukan | ZST1 | PLN Stock Materials | 000000003120314 | CABLE PWR ACC;SERVICE WC 6-25/6-25mm2 | ZM0312 | BH | NORMAL | 0 | 0 | 0 | 0 | 1001 | HAR-Switchgear&Jaringan
7400 | UIW Sulselrabar | 7428 | PLN UP3 Makassar Selatan | 2520 | Gd Ry Panakkukan | ZST1 | PLN Stock Materials | 000000003120428 | CABLE PWR ACC;DEAD END ASSY FIXED50-70mm | ZM0312 | SET | NORMAL | 0 | 0 | 0 | 0 | 1001 | HAR-Switchgear&Jaringan
7400 | UIW Sulselrabar | 7428 | PLN UP3 Makassar Selatan | 2520 | Gd Ry Panakkukan | ZST1 | PLN Stock Materials | 000000003120486 | CABLE PWR ACC;SUSPENSION ASSY 25-70mm | ZM0312 | BH | NORMAL | 15 | 0 | 0 | 0 | 1001 | HAR-Switchgear&Jaringan
7400 | UIW Sulselrabar | 7428 | PLN UP3 Makassar Selatan | 2520 | Gd Ry Panakkukan | ZST1 | PLN Stock Materials | 000000003190002 | CUT OUT;20kV;6-100A;10kA;125kV | ZM0319 | BH | NORMAL | 0 | 0 | 0 | 0 | 1001 | HAR-Switchgear&Jaringan
7400 | UIW Sulselrabar | 7428 | PLN UP3 Makassar Selatan | 2520 | Gd Ry Panakkukan | ZST1 | PLN Stock Materials | 000000003190018 | CUT OUT;24kV;6-100A;12kA;POLYMER-125kV | ZM0319 | BH | PRE-MEMORY | 0 | 0 | 0 | 0 | 1001 | HAR-Switchgear&Jaringan
7400 | UIW Sulselrabar | 7428 | PLN UP3 Makassar Selatan | 2520 | Gd Ry Panakkukan | ZST1 | PLN Stock Materials | 000000003190018 | CUT OUT;24kV;6-100A;12kA;POLYMER-125kV | ZM0319 | BH | NORMAL | 0 | 0 | 0 | 0 | 1001 | HAR-Switchgear&Jaringan
7400 | UIW Sulselrabar | 7428 | PLN UP3 Makassar Selatan | 2520 | Gd Ry Panakkukan | ZST1 | PLN Stock Materials | 000000003190019 | CUT OUT;24KV;100A;;POLYMER | ZM0319 | BH | NORMAL | 0 | 0 | 0 | 0 | 1001 | HAR-Switchgear&Jaringan
7400 | UIW Sulselrabar | 7428 | PLN UP3 Makassar Selatan | 2520 | Gd Ry Panakkukan | ZST1 | PLN Stock Materials | 000000003190028 | CUT OUT;24KV;100A;12.5KA;POLYMER | ZM0319 | BH | NORMAL | 0 | 0 | 0 | 0 | 1001 | HAR-Switchgear&Jaringan
7400 | UIW Sulselrabar | 7428 | PLN UP3 Makassar Selatan | 2520 | Gd Ry Panakkukan | ZST1 | PLN Stock Materials | 000000003200002 | CUT OUT ACC;FUSE LINK 20kV 10A | ZM0320 | BH | NORMAL | 33 | 0 | 0 | 0 | 1001 | HAR-Switchgear&Jaringan
7400 | UIW Sulselrabar | 7428 | PLN UP3 Makassar Selatan | 2520 | Gd Ry Panakkukan | ZST1 | PLN Stock Materials | 000000003200004 | CUT OUT ACC;FUSE LINK 20kV 15A | ZM0320 | BH | NORMAL | 0 | 0 | 0 | 0 | 1001 | HAR-Switchgear&Jaringan
7400 | UIW Sulselrabar | 7428 | PLN UP3 Makassar Selatan | 2520 | Gd Ry Panakkukan | ZST1 | PLN Stock Materials | 000000003200005 | CUT OUT ACC;FUSE LINK 20kV 20A | ZM0320 | BH | NORMAL | 7 | 0 | 0 | 0 | 1001 | HAR-Switchgear&Jaringan
7400 | UIW Sulselrabar | 7428 | PLN UP3 Makassar Selatan | 2520 | Gd Ry Panakkukan | ZST1 | PLN Stock Materials | 000000003200007 | CUT OUT ACC;FUSE LINK 20kV 25A | ZM0320 | BH | NORMAL | 0 | 0 | 0 | 0 | 1001 | HAR-Switchgear&Jaringan
7400 | UIW Sulselrabar | 7428 | PLN UP3 Makassar Selatan | 2520 | Gd Ry Panakkukan | ZST1 | PLN Stock Materials | 000000003200008 | CUT OUT ACC;FUSE LINK 20kV 2A | ZM0320 | BH | NORMAL | 0 | 0 | 0 | 0 | 1001 | HAR-Switchgear&Jaringan
7400 | UIW Sulselrabar | 7428 | PLN UP3 Makassar Selatan | 2520 | Gd Ry Panakkukan | ZST1 | PLN Stock Materials | 000000003200009 | CUT OUT ACC;FUSE LINK 20kV 30A | ZM0320 | BH | NORMAL | 0 | 0 | 0 | 0 | 1001 | HAR-Switchgear&Jaringan
7400 | UIW Sulselrabar | 7428 | PLN UP3 Makassar Selatan | 2520 | Gd Ry Panakkukan | ZST1 | PLN Stock Materials | 000000003200010 | CUT OUT ACC;FUSE LINK 20kV 3A | ZM0320 | BH | NORMAL | 0 | 0 | 0 | 0 | 1001 | HAR-Switchgear&Jaringan
7400 | UIW Sulselrabar | 7428 | PLN UP3 Makassar Selatan | 2520 | Gd Ry Panakkukan | ZST1 | PLN Stock Materials | 000000003200015 | CUT OUT ACC;FUSE LINK 20kV 6A | ZM0320 | BH | NORMAL | 30 | 0 | 0 | 0 | 1001 | HAR-Switchgear&Jaringan
7400 | UIW Sulselrabar | 7428 | PLN UP3 Makassar Selatan | 2520 | Gd Ry Panakkukan | ZST1 | PLN Stock Materials | 000000003200017 | CUT OUT ACC;FUSE LINK 20kV 8A | ZM0320 | BH | NORMAL | 30 | 0 | 0 | 0 | 1001 | HAR-Switchgear&Jaringan
7400 | UIW Sulselrabar | 7428 | PLN UP3 Makassar Selatan | 2520 | Gd Ry Panakkukan | ZST1 | PLN Stock Materials | 000000003200018 | CUT OUT ACC;FUSE LINK 20kV 5A | ZM0320 | BH | NORMAL | 4 | 0 | 0 | 0 | 1001 | HAR-Switchgear&Jaringan
7400 | UIW Sulselrabar | 7428 | PLN UP3 Makassar Selatan | 2520 | Gd Ry Panakkukan | ZST1 | PLN Stock Materials | 000000003250012 | MCB;220/250V;1P;2A;50Hz; | ZM0325 | BH | NORMAL | 0 | 0 | 0 | 0 | 1003 | HAR-Alat Ukur
7400 | UIW Sulselrabar | 7428 | PLN UP3 Makassar Selatan | 2520 | Gd Ry Panakkukan | ZST1 | PLN Stock Materials | 000000003250023 | MCB;380/440V;3P;160A;50Hz;MCCB | ZM0325 | BH | NORMAL | 10 | 0 | 0 | 0 | 1003 | HAR-Alat Ukur
7400 | UIW Sulselrabar | 7428 | PLN UP3 Makassar Selatan | 2520 | Gd Ry Panakkukan | ZST1 | PLN Stock Materials | 000000003250026 | MCB;380/440V;3P;300A;50Hz;MCCB | ZM0325 | BH | NORMAL | 2 | 0 | 0 | 0 | 1003 | HAR-Alat Ukur
7400 | UIW Sulselrabar | 7428 | PLN UP3 Makassar Selatan | 2520 | Gd Ry Panakkukan | ZST1 | PLN Stock Materials | 000000003250029 | MCB;380/440V;3P;50A;50Hz; | ZM0325 | BH | NORMAL | 0 | 0 | 0 | 0 | 1003 | HAR-Alat Ukur
7400 | UIW Sulselrabar | 7428 | PLN UP3 Makassar Selatan | 2520 | Gd Ry Panakkukan | ZST1 | PLN Stock Materials | 000000003250031 | MCB;380/440V;3P;63A;50Hz; | ZM0325 | BH | NORMAL | 0 | 0 | 0 | 0 | 1003 | HAR-Alat Ukur
7400 | UIW Sulselrabar | 7428 | PLN UP3 Makassar Selatan | 2520 | Gd Ry Panakkukan | ZST1 | PLN Stock Materials | 000000003250032 | MCB;380/440V;3P;63A;50Hz;MCCB | ZM0325 | BH | NORMAL | 0 | 0 | 0 | 0 | 1003 | HAR-Alat Ukur
7400 | UIW Sulselrabar | 7428 | PLN UP3 Makassar Selatan | 2520 | Gd Ry Panakkukan | ZST1 | PLN Stock Materials | 000000003250034 | MCB;380/440V;3P;80A;50Hz;MCCB | ZM0325 | BH | NORMAL | 2 | 0 | 0 | 0 | 1003 | HAR-Alat Ukur
7400 | UIW Sulselrabar | 7428 | PLN UP3 Makassar Selatan | 2520 | Gd Ry Panakkukan | ZST1 | PLN Stock Materials | 000000003250046 | MCB;230/400V;1P;2A;50Hz; | ZM0325 | BH | NORMAL | 0 | 0 | 0 | 0 | 1003 | HAR-Alat Ukur
7400 | UIW Sulselrabar | 7428 | PLN UP3 Makassar Selatan | 2520 | Gd Ry Panakkukan | ZST1 | PLN Stock Materials | 000000003250048 | MCB;230/400V;1P;4A;50Hz; | ZM0325 | BH | PRE-MEMORY | 0 | 0 | 0 | 0 | 1003 | HAR-Alat Ukur
7400 | UIW Sulselrabar | 7428 | PLN UP3 Makassar Selatan | 2520 | Gd Ry Panakkukan | ZST1 | PLN Stock Materials | 000000003250048 | MCB;230/400V;1P;4A;50Hz; | ZM0325 | BH | NORMAL | 95 | 0 | 0 | 0 | 1003 | HAR-Alat Ukur
7400 | UIW Sulselrabar | 7428 | PLN UP3 Makassar Selatan | 2520 | Gd Ry Panakkukan | ZST1 | PLN Stock Materials | 000000003250050 | MCB;230/400V;1P;6A;50Hz; | ZM0325 | BH | PRE-MEMORY | 0 | 0 | 0 | 0 | 1003 | HAR-Alat Ukur
7400 | UIW Sulselrabar | 7428 | PLN UP3 Makassar Selatan | 2520 | Gd Ry Panakkukan | ZST1 | PLN Stock Materials | 000000003250050 | MCB;230/400V;1P;6A;50Hz; | ZM0325 | BH | NORMAL | 0 | 0 | 0 | 0 | 1003 | HAR-Alat Ukur
7400 | UIW Sulselrabar | 7428 | PLN UP3 Makassar Selatan | 2520 | Gd Ry Panakkukan | ZST1 | PLN Stock Materials | 000000003250052 | MCB;230/400V;1P;10A;50Hz; | ZM0325 | BH | PRE-MEMORY | 0 | 0 | 0 | 0 | 1003 | HAR-Alat Ukur
7400 | UIW Sulselrabar | 7428 | PLN UP3 Makassar Selatan | 2520 | Gd Ry Panakkukan | ZST1 | PLN Stock Materials | 000000003250052 | MCB;230/400V;1P;10A;50Hz; | ZM0325 | BH | NORMAL | 0 | 0 | 0 | 0 | 1003 | HAR-Alat Ukur
7400 | UIW Sulselrabar | 7428 | PLN UP3 Makassar Selatan | 2520 | Gd Ry Panakkukan | ZST1 | PLN Stock Materials | 000000003250054 | MCB;230/400V;1P;16A;50Hz; | ZM0325 | BH | PRE-MEMORY | 0 | 0 | 0 | 0 | 1003 | HAR-Alat Ukur
7400 | UIW Sulselrabar | 7428 | PLN UP3 Makassar Selatan | 2520 | Gd Ry Panakkukan | ZST1 | PLN Stock Materials | 000000003250054 | MCB;230/400V;1P;16A;50Hz; | ZM0325 | BH | NORMAL | 181 | 0 | 0 | 0 | 1003 | HAR-Alat Ukur
7400 | UIW Sulselrabar | 7428 | PLN UP3 Makassar Selatan | 2520 | Gd Ry Panakkukan | ZST1 | PLN Stock Materials | 000000003250056 | MCB;230/400V;1P;20A;50Hz; | ZM0325 | BH | PRE-MEMORY | 0 | 0 | 0 | 0 | 1003 | HAR-Alat Ukur
7400 | UIW Sulselrabar | 7428 | PLN UP3 Makassar Selatan | 2520 | Gd Ry Panakkukan | ZST1 | PLN Stock Materials | 000000003250056 | MCB;230/400V;1P;20A;50Hz; | ZM0325 | BH | NORMAL | 0 | 0 | 0 | 0 | 1003 | HAR-Alat Ukur
7400 | UIW Sulselrabar | 7428 | PLN UP3 Makassar Selatan | 2520 | Gd Ry Panakkukan | ZST1 | PLN Stock Materials | 000000003250058 | MCB;230/400V;1P;25A;50Hz; | ZM0325 | BH | PRE-MEMORY | 0 | 0 | 0 | 0 | 1003 | HAR-Alat Ukur
7400 | UIW Sulselrabar | 7428 | PLN UP3 Makassar Selatan | 2520 | Gd Ry Panakkukan | ZST1 | PLN Stock Materials | 000000003250058 | MCB;230/400V;1P;25A;50Hz; | ZM0325 | BH | NORMAL | 13 | 0 | 0 | 0 | 1003 | HAR-Alat Ukur
7400 | UIW Sulselrabar | 7428 | PLN UP3 Makassar Selatan | 2520 | Gd Ry Panakkukan | ZST1 | PLN Stock Materials | 000000003250059 | MCB;230/400V;1P;35A;50Hz; | ZM0325 | BH | NORMAL | 38 | 0 | 0 | 0 | 1003 | HAR-Alat Ukur
7400 | UIW Sulselrabar | 7428 | PLN UP3 Makassar Selatan | 2520 | Gd Ry Panakkukan | ZST1 | PLN Stock Materials | 000000003250060 | MCB;230/400V;1P;50A;50Hz; | ZM0325 | BH | NORMAL | 41 | 0 | 0 | 0 | 1003 | HAR-Alat Ukur
7400 | UIW Sulselrabar | 7428 | PLN UP3 Makassar Selatan | 2520 | Gd Ry Panakkukan | ZST1 | PLN Stock Materials | 000000003250063 | MCB;380/440V;3P;100A;50HZ;MCCB | ZM0325 | BH | NORMAL | 0 | 0 | 0 | 0 | 1003 | HAR-Alat Ukur
7400 | UIW Sulselrabar | 7428 | PLN UP3 Makassar Selatan | 2520 | Gd Ry Panakkukan | ZST1 | PLN Stock Materials | 000000003250064 | MCB;380/440V;3P;125A;50HZ;MCCB | ZM0325 | BH | NORMAL | 2 | 0 | 0 | 0 | 1003 | HAR-Alat Ukur
7400 | UIW Sulselrabar | 7428 | PLN UP3 Makassar Selatan | 2520 | Gd Ry Panakkukan | ZST1 | PLN Stock Materials | 000000003250076 | MCB;230/400V;3P;200A;50Hz;MCCB | ZM0325 | BH | NORMAL | 2 | 0 | 0 | 0 | 1003 | HAR-Alat Ukur
7400 | UIW Sulselrabar | 7428 | PLN UP3 Makassar Selatan | 2520 | Gd Ry Panakkukan | ZST1 | PLN Stock Materials | 000000003250077 | MCB;230/400V;3P;225A;50Hz;MCCB | ZM0325 | BH | NORMAL | 5 | 0 | 0 | 0 | 1003 | HAR-Alat Ukur
7400 | UIW Sulselrabar | 7428 | PLN UP3 Makassar Selatan | 2520 | Gd Ry Panakkukan | ZST1 | PLN Stock Materials | 000000003250097 | MCB;230/400V;3P;10A;50Hz; | ZM0325 | BH | PRE-MEMORY | 0 | 0 | 0 | 0 | 1003 | HAR-Alat Ukur
7400 | UIW Sulselrabar | 7428 | PLN UP3 Makassar Selatan | 2520 | Gd Ry Panakkukan | ZST1 | PLN Stock Materials | 000000003250097 | MCB;230/400V;3P;10A;50Hz; | ZM0325 | BH | NORMAL | 2 | 0 | 0 | 0 | 1003 | HAR-Alat Ukur
7400 | UIW Sulselrabar | 7428 | PLN UP3 Makassar Selatan | 2520 | Gd Ry Panakkukan | ZST1 | PLN Stock Materials | 000000003250099 | MCB;230/400V;3P;16A;50Hz; | ZM0325 | BH | PRE-MEMORY | 0 | 0 | 0 | 0 | 1003 | HAR-Alat Ukur
7400 | UIW Sulselrabar | 7428 | PLN UP3 Makassar Selatan | 2520 | Gd Ry Panakkukan | ZST1 | PLN Stock Materials | 000000003250099 | MCB;230/400V;3P;16A;50Hz; | ZM0325 | BH | NORMAL | 1 | 0 | 0 | 0 | 1003 | HAR-Alat Ukur
7400 | UIW Sulselrabar | 7428 | PLN UP3 Makassar Selatan | 2520 | Gd Ry Panakkukan | ZST1 | PLN Stock Materials | 000000003250100 | MCB;230/400V;3P;20A;50Hz; | ZM0325 | BH | PRE-MEMORY | 0 | 0 | 0 | 0 | 1003 | HAR-Alat Ukur
7400 | UIW Sulselrabar | 7428 | PLN UP3 Makassar Selatan | 2520 | Gd Ry Panakkukan | ZST1 | PLN Stock Materials | 000000003250100 | MCB;230/400V;3P;20A;50Hz; | ZM0325 | BH | NORMAL | 1 | 0 | 0 | 0 | 1003 | HAR-Alat Ukur
7400 | UIW Sulselrabar | 7428 | PLN UP3 Makassar Selatan | 2520 | Gd Ry Panakkukan | ZST1 | PLN Stock Materials | 000000003250102 | MCB;230/400V;3P;25A;50Hz; | ZM0325 | BH | PRE-MEMORY | 0 | 0 | 0 | 0 | 1003 | HAR-Alat Ukur
7400 | UIW Sulselrabar | 7428 | PLN UP3 Makassar Selatan | 2520 | Gd Ry Panakkukan | ZST1 | PLN Stock Materials | 000000003250102 | MCB;230/400V;3P;25A;50Hz; | ZM0325 | BH | NORMAL | 3 | 0 | 0 | 0 | 1003 | HAR-Alat Ukur
7400 | UIW Sulselrabar | 7428 | PLN UP3 Makassar Selatan | 2520 | Gd Ry Panakkukan | ZST1 | PLN Stock Materials | 000000003250103 | MCB;230/400V;3P;35A;50Hz; | ZM0325 | BH | PRE-MEMORY | 0 | 0 | 0 | 0 | 1003 | HAR-Alat Ukur
7400 | UIW Sulselrabar | 7428 | PLN UP3 Makassar Selatan | 2520 | Gd Ry Panakkukan | ZST1 | PLN Stock Materials | 000000003250103 | MCB;230/400V;3P;35A;50Hz; | ZM0325 | BH | NORMAL | 8 | 0 | 0 | 0 | 1003 | HAR-Alat Ukur
7400 | UIW Sulselrabar | 7428 | PLN UP3 Makassar Selatan | 2520 | Gd Ry Panakkukan | ZST1 | PLN Stock Materials | 000000003250104 | MCB;230/400V;3P;50A;50Hz; | ZM0325 | BH | PRE-MEMORY | 0 | 0 | 0 | 0 | 1003 | HAR-Alat Ukur
7400 | UIW Sulselrabar | 7428 | PLN UP3 Makassar Selatan | 2520 | Gd Ry Panakkukan | ZST1 | PLN Stock Materials | 000000003250290 | MCB;230/400V;3P;35A;50HZ;MCCB+SHUNTTRIP | ZM0325 | BH | NORMAL | 0 | 0 | 0 | 0 | 1003 | HAR-Alat Ukur
7400 | UIW Sulselrabar | 7428 | PLN UP3 Makassar Selatan | 2520 | Gd Ry Panakkukan | ZST1 | PLN Stock Materials | 000000003250292 | MCB;230/400V;3P;63A;50HZ;MCCB+SHUNTTRIP | ZM0325 | BH | NORMAL | 0 | 0 | 0 | 0 | 1003 | HAR-Alat Ukur
7400 | UIW Sulselrabar | 7428 | PLN UP3 Makassar Selatan | 2520 | Gd Ry Panakkukan | ZST1 | PLN Stock Materials | 000000003250301 | MCB;230/415V;3P;100A;50Hz;MCCB+SHUNTTRIP | ZM0325 | BH | NORMAL | 0 | 0 | 0 | 0 | 1003 | HAR-Alat Ukur
7400 | UIW Sulselrabar | 7428 | PLN UP3 Makassar Selatan | 2520 | Gd Ry Panakkukan | ZST1 | PLN Stock Materials | 000000003260018 | LVSB;DIST;3P;380V;630A;4LINE;OD | ZM0326 | SET | NORMAL | 0 | 0 | 0 | 0 | 1001 | HAR-Switchgear&Jaringan
7400 | UIW Sulselrabar | 7428 | PLN UP3 Makassar Selatan | 2520 | Gd Ry Panakkukan | ZST1 | PLN Stock Materials | 000000003260027 | LVSB;DIST;3P;380V;250A;2LINE;OD | ZM0326 | U | NORMAL | 0 | 0 | 0 | 0 | 1001 | HAR-Switchgear&Jaringan
7400 | UIW Sulselrabar | 7428 | PLN UP3 Makassar Selatan | 2520 | Gd Ry Panakkukan | ZST1 | PLN Stock Materials | 000000003260161 | LVSB;DIST;3P;400V;250A;2LINE;OD | ZM0326 | SET | NORMAL | 0 | 0 | 0 | 0 | 1001 | HAR-Switchgear&Jaringan
7400 | UIW Sulselrabar | 7428 | PLN UP3 Makassar Selatan | 2520 | Gd Ry Panakkukan | ZST1 | PLN Stock Materials | 000000003260236 | LVSB;DIST;3P;400V;250A+MCCB;2LINE;OD | ZM0326 | SET | NORMAL | 0 | 0 | 0 | 0 | 1001 | HAR-Switchgear&Jaringan
7400 | UIW Sulselrabar | 7428 | PLN UP3 Makassar Selatan | 2520 | Gd Ry Panakkukan | ZST1 | PLN Stock Materials | 000000003270029 | LVSB ACC;FUSE HOLDER 400A | ZM0327 | BH | PRE-MEMORY | 0 | 0 | 0 | 0 | 1001 | HAR-Switchgear&Jaringan
7400 | UIW Sulselrabar | 7428 | PLN UP3 Makassar Selatan | 2520 | Gd Ry Panakkukan | ZST1 | PLN Stock Materials | 000000003270029 | LVSB ACC;FUSE HOLDER 400A | ZM0327 | BH | NORMAL | 5 | 0 | 0 | 0 | 1001 | HAR-Switchgear&Jaringan
7400 | UIW Sulselrabar | 7428 | PLN UP3 Makassar Selatan | 2520 | Gd Ry Panakkukan | ZST1 | PLN Stock Materials | 000000003270063 | LVSB ACC;FUSE HOLDER 250A | ZM0327 | BH | NORMAL | 0 | 0 | 0 | 0 | 1001 | HAR-Switchgear&Jaringan
7400 | UIW Sulselrabar | 7428 | PLN UP3 Makassar Selatan | 2520 | Gd Ry Panakkukan | ZST1 | PLN Stock Materials | 000000003270170 | LVSB ACC;FUSE HOLDER 630A | ZM0327 | BH | PRE-MEMORY | 0 | 0 | 0 | 0 | 1001 | HAR-Switchgear&Jaringan
7400 | UIW Sulselrabar | 7428 | PLN UP3 Makassar Selatan | 2520 | Gd Ry Panakkukan | ZST1 | PLN Stock Materials | 000000003270170 | LVSB ACC;FUSE HOLDER 630A | ZM0327 | BH | NORMAL | 0 | 0 | 0 | 0 | 1001 | HAR-Switchgear&Jaringan
7400 | UIW Sulselrabar | 7428 | PLN UP3 Makassar Selatan | 2520 | Gd Ry Panakkukan | ZST1 | PLN Stock Materials | 000000003280002 | CONN;;H;AL;35-70mm2;PRS | ZM0328 | BH | NORMAL | 0 | 0 | 0 | 0 | 1001 | HAR-Switchgear&Jaringan
7400 | UIW Sulselrabar | 7428 | PLN UP3 Makassar Selatan | 2520 | Gd Ry Panakkukan | ZST1 | PLN Stock Materials | 000000003280010 | CONN;;PG W TO W;AL;D35.75-35.75mm2;BOLT | ZM0328 | BH | NORMAL | 0 | 0 | 0 | 0 | 1001 | HAR-Switchgear&Jaringan
7400 | UIW Sulselrabar | 7428 | PLN UP3 Makassar Selatan | 2520 | Gd Ry Panakkukan | ZST1 | PLN Stock Materials | 000000003280095 | CONN;20kV;H;AL;50-70mm2;PRS; | ZM0328 | BH | NORMAL | 0 | 0 | 0 | 0 | 1001 | HAR-Switchgear&Jaringan
7400 | UIW Sulselrabar | 7428 | PLN UP3 Makassar Selatan | 2520 | Gd Ry Panakkukan | ZST1 | PLN Stock Materials | 000000003280139 | CONN;20kV;H;AL;70-70/70-70mm2;PRS; | ZM0328 | BH | NORMAL | 0 | 0 | 0 | 0 | 1001 | HAR-Switchgear&Jaringan
7400 | UIW Sulselrabar | 7428 | PLN UP3 Makassar Selatan | 2520 | Gd Ry Panakkukan | ZST1 | PLN Stock Materials | 000000003280151 | CONN;20kV;H;AL;35-70/35-70mm2;PRS; | ZM0328 | BH | NORMAL | 18 | 0 | 0 | 0 | 1001 | HAR-Switchgear&Jaringan
7400 | UIW Sulselrabar | 7428 | PLN UP3 Makassar Selatan | 2520 | Gd Ry Panakkukan | ZST1 | PLN Stock Materials | 000000003280162 | CONN;20kV;H;AL;35-70mm2;PRS; | ZM0328 | BH | PRE-MEMORY | 0 | 0 | 0 | 0 | 1001 | HAR-Switchgear&Jaringan
7400 | UIW Sulselrabar | 7428 | PLN UP3 Makassar Selatan | 2520 | Gd Ry Panakkukan | ZST1 | PLN Stock Materials | 000000003280185 | CONN;20kV;H;AL;150-150mm2;PRS; | ZM0328 | BH | NORMAL | 0 | 0 | 0 | 0 | 1001 | HAR-Switchgear&Jaringan
7400 | UIW Sulselrabar | 7428 | PLN UP3 Makassar Selatan | 2520 | Gd Ry Panakkukan | ZST1 | PLN Stock Materials | 000000003280266 | CONN;;H;AL;150-240mm2;; | ZM0328 | BH | NORMAL | 0 | 0 | 0 | 0 | 1001 | HAR-Switchgear&Jaringan
7400 | UIW Sulselrabar | 7428 | PLN UP3 Makassar Selatan | 2520 | Gd Ry Panakkukan | ZST1 | PLN Stock Materials | 000000003280337 | CONN;1kV;PIER;AL;6-25/35-70mm2;2BOLT;WP | ZM0328 | BH | NORMAL | 20 | 0 | 0 | 0 | 1001 | HAR-Switchgear&Jaringan
7400 | UIW Sulselrabar | 7428 | PLN UP3 Makassar Selatan | 2520 | Gd Ry Panakkukan | ZST1 | PLN Stock Materials | 000000003280384 | CONN;20kV;CCO;AL;70-150mm2;PRS | ZM0328 | BH | NORMAL | 0 | 0 | 0 | 0 | 1001 | HAR-Switchgear&Jaringan
7400 | UIW Sulselrabar | 7428 | PLN UP3 Makassar Selatan | 2520 | Gd Ry Panakkukan | ZST1 | PLN Stock Materials | 000000004120005 | BOX;APPVI NCBL;ST PLATE; | ZM0412 | BH | NORMAL | 0 | 0 | 0 | 0 | 1003 | HAR-Alat Ukur
7400 | UIW Sulselrabar | 7428 | PLN UP3 Makassar Selatan | 2520 | Gd Ry Panakkukan | ZST1 | PLN Stock Materials | 000000004120049 | BOX;APPIII;ST PLATE 2mm; | ZM0412 | BH | PRE-MEMORY | 0 | 0 | 0 | 0 | 1003 | HAR-Alat Ukur
7400 | UIW Sulselrabar | 7428 | PLN UP3 Makassar Selatan | 2520 | Gd Ry Panakkukan | ZST1 | PLN Stock Materials | 000000004120049 | BOX;APPIII;ST PLATE 2mm; | ZM0412 | BH | NORMAL | 0 | 0 | 0 | 0 | 1003 | HAR-Alat Ukur
7400 | UIW Sulselrabar | 7428 | PLN UP3 Makassar Selatan | 2520 | Gd Ry Panakkukan | ZST1 | PLN Stock Materials | 000000004120054 | BOX;APPVI TR;ST PLATE 2mm; | ZM0412 | BH | NORMAL | 0 | 0 | 0 | 0 | 1003 | HAR-Alat Ukur
7400 | UIW Sulselrabar | 7428 | PLN UP3 Makassar Selatan | 2520 | Gd Ry Panakkukan | ZST1 | PLN Stock Materials | 000000004120102 | BOX;MER TRIP MODEM MCCB CT TR 53KVA | ZM0412 | SET | NORMAL | 0 | 0 | 0 | 0 | 1003 | HAR-Alat Ukur
7400 | UIW Sulselrabar | 7428 | PLN UP3 Makassar Selatan | 2520 | Gd Ry Panakkukan | ZST1 | PLN Stock Materials | 000000004120103 | BOX;MER TRIP MODEM MCCB CT TR 66KVA | ZM0412 | SET | NORMAL | 0 | 0 | 0 | 0 | 1003 | HAR-Alat Ukur
7400 | UIW Sulselrabar | 7428 | PLN UP3 Makassar Selatan | 2520 | Gd Ry Panakkukan | ZST1 | PLN Stock Materials | 000000004120104 | BOX;MER TRIP MODEM MCCB CT TR 82,5KVA | ZM0412 | SET | NORMAL | 0 | 0 | 0 | 0 | 1003 | HAR-Alat Ukur
7400 | UIW Sulselrabar | 7428 | PLN UP3 Makassar Selatan | 2520 | Gd Ry Panakkukan | ZST1 | PLN Stock Materials | 000000004120105 | BOX;MER TRIP MODEM MCCB CT TR 105KVA | ZM0412 | SET | NORMAL | 0 | 0 | 0 | 0 | 1003 | HAR-Alat Ukur
7400 | UIW Sulselrabar | 7428 | PLN UP3 Makassar Selatan | 2520 | Gd Ry Panakkukan | ZST1 | PLN Stock Materials | 000000004120107 | BOX;MER TRIP MODEM MCCB CT TR 147KVA | ZM0412 | SET | NORMAL | 0 | 0 | 0 | 0 | 1003 | HAR-Alat Ukur
7400 | UIW Sulselrabar | 7428 | PLN UP3 Makassar Selatan | 2520 | Gd Ry Panakkukan | ZST1 | PLN Stock Materials | 000000004120109 | BOX;MER TRIP MODEM MCCB CT TR 197KVA | ZM0412 | SET | NORMAL | 0 | 0 | 0 | 0 | 1003 | HAR-Alat Ukur
7400 | UIW Sulselrabar | 7428 | PLN UP3 Makassar Selatan | 2520 | Gd Ry Panakkukan | ZST1 | PLN Stock Materials | 000000004120285 | BOX;AMR COMBO;105KVA;+Shunt-Trip | ZM0412 | U | NORMAL | 0 | 0 | 0 | 0 | 1003 | HAR-Alat Ukur
7400 | UIW Sulselrabar | 7428 | PLN UP3 Makassar Selatan | 2520 | Gd Ry Panakkukan | ZST1 | PLN Stock Materials | 000000004120286 | BOX;AMR COMBO;131KVA;+Shunt-Trip | ZM0412 | U | NORMAL | 0 | 0 | 0 | 0 | 1003 | HAR-Alat Ukur
7400 | UIW Sulselrabar | 7428 | PLN UP3 Makassar Selatan | 2520 | Gd Ry Panakkukan | ZST1 | PLN Stock Materials | 000000004120288 | BOX;AMR COMBO;197KVA;+Shunt-Trip | ZM0412 | U | NORMAL | 0 | 0 | 0 | 0 | 1003 | HAR-Alat Ukur
7400 | UIW Sulselrabar | 7428 | PLN UP3 Makassar Selatan | 2520 | Gd Ry Panakkukan | ZST1 | PLN Stock Materials | 000000004120289 | BOX;AMR COMBO;147KVA;+Shunt-Trip | ZM0412 | U | NORMAL | 0 | 0 | 0 | 0 | 1003 | HAR-Alat Ukur
7400 | UIW Sulselrabar | 7428 | PLN UP3 Makassar Selatan | 2520 | Gd Ry Panakkukan | ZST1 | PLN Stock Materials | 000000004120306 | BOX;APPIII MCB 35A;STPLATE;645X400X200MM | ZM0412 | BH | NORMAL | 0 | 0 | 0 | 0 | 1003 | HAR-Alat Ukur
7400 | UIW Sulselrabar | 7428 | PLN UP3 Makassar Selatan | 2520 | Gd Ry Panakkukan | ZST1 | PLN Stock Materials | 000000004120308 | BOX;APPIII MCB 63A;STPLATE;840X330X170MM | ZM0412 | BH | NORMAL | 0 | 0 | 0 | 0 | 1003 | HAR-Alat Ukur
7400 | UIW Sulselrabar | 7428 | PLN UP3 Makassar Selatan | 2520 | Gd Ry Panakkukan | ZST1 | PLN Stock Materials | 000000004120320 | BOX;AMR COMBO;53KVA;+SHUNT-TRIP | ZM0412 | BH | NORMAL | 0 | 0 | 0 | 0 | 1003 | HAR-Alat Ukur
7400 | UIW Sulselrabar | 7428 | PLN UP3 Makassar Selatan | 2520 | Gd Ry Panakkukan | ZST1 | PLN Stock Materials | 000000004120321 | BOX;AMR COMBO;66KVA;+SHUNT-TRIP | ZM0412 | BH | NORMAL | 0 | 0 | 0 | 0 | 1003 | HAR-Alat Ukur
7400 | UIW Sulselrabar | 7428 | PLN UP3 Makassar Selatan | 2520 | Gd Ry Panakkukan | ZST1 | PLN Stock Materials | 000000004120333 | BOX;APPIII;16.5KVA;+MCB | ZM0412 | BH | NORMAL | 0 | 0 | 0 | 0 | 1003 | HAR-Alat Ukur
7400 | UIW Sulselrabar | 7428 | PLN UP3 Makassar Selatan | 2520 | Gd Ry Panakkukan | ZST1 | PLN Stock Materials | 000000004160016 | CABLE CTRL;NYAF;1X6mm2;0.6/1kV;OH | ZM0416 | M | PRE-MEMORY | 0 | 0 | 0 | 0 | 1002 | HAR-Kabel
7400 | UIW Sulselrabar | 7428 | PLN UP3 Makassar Selatan | 2520 | Gd Ry Panakkukan | ZST1 | PLN Stock Materials | 000000004160016 | CABLE CTRL;NYAF;1X6mm2;0.6/1kV;OH | ZM0416 | M | NORMAL | 0 | 0 | 0 | 0 | 1002 | HAR-Kabel
7400 | UIW Sulselrabar | 7428 | PLN UP3 Makassar Selatan | 2520 | Gd Ry Panakkukan | ZST1 | PLN Stock Materials | 000000004190277 | UNIV ACC;PIPE GALV 3"X3m | ZM0419 | BTG | NORMAL | 0 | 0 | 0 | 0 | 1005 | HAR-Persediaan Umum
7400 | UIW Sulselrabar | 7428 | PLN UP3 Makassar Selatan | 2520 | Gd Ry Panakkukan | ZST1 | PLN Stock Materials | 000000004192460 | UNIV ACC;MULTI-PURPOSE EXPAND FOAM 750ML | ZM0419 | BH | NORMAL | 0 | 0 | 0 | 0 | 1005 | HAR-Persediaan Umum
7400 | UIW Sulselrabar | 7428 | PLN UP3 Makassar Selatan | 2520 | Gd Ry Panakkukan | ZST1 | PLN Stock Materials | 000000007011080 | TOOL M;INSULATING VARNISH RED SPRAY | ZM0701 | CAN | NORMAL | 0 | 0 | 0 | 0 | 1005 | HAR-Persediaan Umum
7400 | UIW Sulselrabar | 7428 | PLN UP3 Makassar Selatan | 2180 | Gd Ar Mksar Sltn | ZST1 | PLN Stock Materials | 000000001030004 | TRF DIS;;20kV/231V;1P;50kVA;;OD | ZM0103 | U | NORMAL | 0 | 0 | 0 | 0 | 1000 | HAR-Transformator
7400 | UIW Sulselrabar | 7428 | PLN UP3 Makassar Selatan | 2180 | Gd Ar Mksar Sltn | ZST1 | PLN Stock Materials | 000000001030011 | TRF DIS;;20kV/400V;3P;200kVA;DYN5;OD | ZM0103 | U | NORMAL | 0 | 0 | 0 | 0 | 1000 | HAR-Transformator
7400 | UIW Sulselrabar | 7428 | PLN UP3 Makassar Selatan | 2180 | Gd Ar Mksar Sltn | ZST1 | PLN Stock Materials | 000000001030013 | TRF DIS;;20kV/400V;3P;250kVA;DYN5;OD | ZM0103 | U | NORMAL | 0 | 0 | 0 | 0 | 1000 | HAR-Transformator
7400 | UIW Sulselrabar | 7428 | PLN UP3 Makassar Selatan | 2180 | Gd Ar Mksar Sltn | ZST1 | PLN Stock Materials | 000000001030017 | TRF DIS;;20kV/400V;3P;400kVA;DYN5;OD | ZM0103 | U | NORMAL | 0 | 0 | 0 | 0 | 1000 | HAR-Transformator
7400 | UIW Sulselrabar | 7428 | PLN UP3 Makassar Selatan | 2180 | Gd Ar Mksar Sltn | ZST1 | PLN Stock Materials | 000000001030062 | TRF DIS;;20kV/400V;3P;100kVA;YZN5;OD | ZM0103 | U | NORMAL | 0 | 0 | 0 | 0 | 1000 | HAR-Transformator
7400 | UIW Sulselrabar | 7428 | PLN UP3 Makassar Selatan | 2180 | Gd Ar Mksar Sltn | ZST1 | PLN Stock Materials | 000000001030063 | TRF DIS;;20kV/400V;3P;160kVA;YZN5;OD | ZM0103 | U | PRE-MEMORY | 0 | 0 | 0 | 0 | 1000 | HAR-Transformator
7400 | UIW Sulselrabar | 7428 | PLN UP3 Makassar Selatan | 2180 | Gd Ar Mksar Sltn | ZST1 | PLN Stock Materials | 000000001030063 | TRF DIS;;20kV/400V;3P;160kVA;YZN5;OD | ZM0103 | U | NORMAL | 0 | 0 | 0 | 0 | 1000 | HAR-Transformator
7400 | UIW Sulselrabar | 7428 | PLN UP3 Makassar Selatan | 2180 | Gd Ar Mksar Sltn | ZST1 | PLN Stock Materials | 000000001030064 | TRF DIS;;20kV/400V;3P;200kVA;YZN5;OD | ZM0103 | U | NORMAL | 0 | 0 | 0 | 0 | 1000 | HAR-Transformator
7400 | UIW Sulselrabar | 7428 | PLN UP3 Makassar Selatan | 2180 | Gd Ar Mksar Sltn | ZST1 | PLN Stock Materials | 000000001030066 | TRF DIS;;20kV/400V;3P;25kVA;YZN5;OD | ZM0103 | U | NORMAL | 0 | 0 | 0 | 0 | 1000 | HAR-Transformator
7400 | UIW Sulselrabar | 7428 | PLN UP3 Makassar Selatan | 2180 | Gd Ar Mksar Sltn | ZST1 | PLN Stock Materials | 000000001030068 | TRF DIS;;20kV/400V;3P;400kVA;YZN5;OD | ZM0103 | U | NORMAL | 0 | 0 | 0 | 0 | 1000 | HAR-Transformator
7400 | UIW Sulselrabar | 7428 | PLN UP3 Makassar Selatan | 2180 | Gd Ar Mksar Sltn | ZST1 | PLN Stock Materials | 000000001030069 | TRF DIS;;20kV/400V;3P;50kVA;YZN5;OD | ZM0103 | U | NORMAL | 0 | 0 | 0 | 0 | 1000 | HAR-Transformator
7400 | UIW Sulselrabar | 7428 | PLN UP3 Makassar Selatan | 2180 | Gd Ar Mksar Sltn | ZST1 | PLN Stock Materials | 000000001030074 | TRF DIS;D3;20kV/400V;3P;100kVA;YZN5;OD | ZM0103 | U | NORMAL | 3 | 0 | 0 | 0 | 1000 | HAR-Transformator
7400 | UIW Sulselrabar | 7428 | PLN UP3 Makassar Selatan | 2180 | Gd Ar Mksar Sltn | ZST1 | PLN Stock Materials | 000000001030075 | TRF DIS;D3;20kV/400V;3P;160kVA;YZN5;OD | ZM0103 | U | NORMAL | 1 | 0 | 0 | 0 | 1000 | HAR-Transformator
7400 | UIW Sulselrabar | 7428 | PLN UP3 Makassar Selatan | 2180 | Gd Ar Mksar Sltn | ZST1 | PLN Stock Materials | 000000001030076 | TRF DIS;D3;20kV/400V;3P;200kVA;DYN5;OD | ZM0103 | U | NORMAL | 4 | 0 | 0 | 0 | 1000 | HAR-Transformator
7400 | UIW Sulselrabar | 7428 | PLN UP3 Makassar Selatan | 2180 | Gd Ar Mksar Sltn | ZST1 | PLN Stock Materials | 000000001030077 | TRF DIS;D3;20kV/400V;3P;250kVA;DYN5;OD | ZM0103 | U | NORMAL | 0 | 0 | 0 | 0 | 1000 | HAR-Transformator
7400 | UIW Sulselrabar | 7428 | PLN UP3 Makassar Selatan | 2180 | Gd Ar Mksar Sltn | ZST1 | PLN Stock Materials | 000000001030097 | TRF DIS;D3;20kV/400V;3P;50kVA;YZN5;OD | ZM0103 | U | NORMAL | 3 | 0 | 0 | 0 | 1000 | HAR-Transformator
7400 | UIW Sulselrabar | 7428 | PLN UP3 Makassar Selatan | 2180 | Gd Ar Mksar Sltn | ZST1 | PLN Stock Materials | 000000001030114 | TRF DIS;D3;20kV/400V;3P;400kVA;DYN5;OD | ZM0103 | U | NORMAL | 0 | 0 | 0 | 0 | 1000 | HAR-Transformator
7400 | UIW Sulselrabar | 7428 | PLN UP3 Makassar Selatan | 2180 | Gd Ar Mksar Sltn | ZST1 | PLN Stock Materials | 000000001030116 | TRF DIS;D3;20kV/231V;1P;50kVA;;OD | ZM0103 | U | PRE-MEMORY | 0 | 0 | 0 | 0 | 1000 | HAR-Transformator
7400 | UIW Sulselrabar | 7428 | PLN UP3 Makassar Selatan | 2180 | Gd Ar Mksar Sltn | ZST1 | PLN Stock Materials | 000000001030116 | TRF DIS;D3;20kV/231V;1P;50kVA;;OD | ZM0103 | U | NORMAL | 0 | 0 | 0 | 0 | 1000 | HAR-Transformator
7400 | UIW Sulselrabar | 7428 | PLN UP3 Makassar Selatan | 2180 | Gd Ar Mksar Sltn | ZST1 | PLN Stock Materials | 000000001030132 | TRF DIS;UGB MBL;20kV/400V;3P;250kVA;;OD | ZM0103 | U | NORMAL | 0 | 0 | 0 | 0 | 1000 | HAR-Transformator
7400 | UIW Sulselrabar | 7428 | PLN UP3 Makassar Selatan | 2180 | Gd Ar Mksar Sltn | ZST1 | PLN Stock Materials | 000000001030180 | TRF DIS;NCSP;11,7kV/231V;1P;50kVA;Iio;OD | ZM0103 | BH | NORMAL | 0 | 0 | 0 | 0 | 1000 | HAR-Transformator
7400 | UIW Sulselrabar | 7428 | PLN UP3 Makassar Selatan | 2180 | Gd Ar Mksar Sltn | ZST1 | PLN Stock Materials | 000000001030185 | TRF DIS;UGB MBL;20KV/400V;3P;160KVA;;ID | ZM0103 | U | NORMAL | 0 | 0 | 0 | 0 | 1000 | HAR-Transformator
7400 | UIW Sulselrabar | 7428 | PLN UP3 Makassar Selatan | 2180 | Gd Ar Mksar Sltn | ZST1 | PLN Stock Materials | 000000001030186 | TRF DIS;UGB MBL;20KV/400V;3P;200KVA;;ID | ZM0103 | U | NORMAL | 0 | 0 | 0 | 0 | 1000 | HAR-Transformator
7400 | UIW Sulselrabar | 7428 | PLN UP3 Makassar Selatan | 2180 | Gd Ar Mksar Sltn | ZST1 | PLN Stock Materials | 000000002010073 | CB;K;24KV;630A;25KA;SPRING;3P;VACUM | ZM0201 | U | NORMAL | 0 | 0 | 0 | 0 | 1001 | HAR-Switchgear&Jaringan
7400 | UIW Sulselrabar | 7428 | PLN UP3 Makassar Selatan | 2180 | Gd Ar Mksar Sltn | ZST1 | PLN Stock Materials | 000000002010533 | CB;K;20KV/24KV;100A;;FUSESAVER;VACUM; | ZM0201 | BH | NORMAL | 0 | 0 | 0 | 0 | 1001 | HAR-Switchgear&Jaringan
7400 | UIW Sulselrabar | 7428 | PLN UP3 Makassar Selatan | 2180 | Gd Ar Mksar Sltn | ZST1 | PLN Stock Materials | 000000002030022 | DS;K;20kV;3P;630A;;;OD | ZM0203 | U | NORMAL | 15 | 0 | 0 | 0 | 1001 | HAR-Switchgear&Jaringan
7400 | UIW Sulselrabar | 7428 | PLN UP3 Makassar Selatan | 2180 | Gd Ar Mksar Sltn | ZST1 | PLN Stock Materials | 000000002040020 | DS ACC;LIGHTNING ARRESTER 24 KV 10 KA | ZM0204 | BH | NORMAL | 0 | 0 | 0 | 0 | 1001 | HAR-Switchgear&Jaringan
7400 | UIW Sulselrabar | 7428 | PLN UP3 Makassar Selatan | 2180 | Gd Ar Mksar Sltn | ZST1 | PLN Stock Materials | 000000002050045 | CT;20kV;K;100-200/5-5A;0.2;;ID | ZM0205 | BH | NORMAL | 1 | 0 | 0 | 0 | 1001 | HAR-Switchgear&Jaringan
7400 | UIW Sulselrabar | 7428 | PLN UP3 Makassar Selatan | 2180 | Gd Ar Mksar Sltn | ZST1 | PLN Stock Materials | 000000002050070 | CT;20kV;K;25-50/5-5A;0.2;;ID | ZM0205 | BH | NORMAL | 0 | 0 | 0 | 0 | 1001 | HAR-Switchgear&Jaringan
7400 | UIW Sulselrabar | 7428 | PLN UP3 Makassar Selatan | 2180 | Gd Ar Mksar Sltn | ZST1 | PLN Stock Materials | 000000002050085 | CT;20kV;K;50-100/5-5A;0.2;;ID | ZM0205 | BH | NORMAL | 1 | 0 | 0 | 0 | 1001 | HAR-Switchgear&Jaringan
7400 | UIW Sulselrabar | 7428 | PLN UP3 Makassar Selatan | 2180 | Gd Ar Mksar Sltn | ZST1 | PLN Stock Materials | 000000002050092 | CT;20kV;K;75-150/5-5A;0.2;;ID | ZM0205 | BH | NORMAL | 1 | 0 | 0 | 0 | 1001 | HAR-Switchgear&Jaringan
7400 | UIW Sulselrabar | 7428 | PLN UP3 Makassar Selatan | 2180 | Gd Ar Mksar Sltn | ZST1 | PLN Stock Materials | 000000002050097 | CT;380/220V;RING;100/5A;1;5VA;P | ZM0205 | BH | PRE-MEMORY | 3 | 0 | 0 | 0 | 1001 | HAR-Switchgear&Jaringan
7400 | UIW Sulselrabar | 7428 | PLN UP3 Makassar Selatan | 2180 | Gd Ar Mksar Sltn | ZST1 | PLN Stock Materials | 000000002050097 | CT;380/220V;RING;100/5A;1;5VA;P | ZM0205 | BH | NORMAL | 113 | 0 | 0 | 0 | 1001 | HAR-Switchgear&Jaringan
7400 | UIW Sulselrabar | 7428 | PLN UP3 Makassar Selatan | 2180 | Gd Ar Mksar Sltn | ZST1 | PLN Stock Materials | 000000002050100 | CT;380/220V;RING;150/5A;0.5;5VA;P | ZM0205 | BH | PRE-MEMORY | 0 | 0 | 0 | 0 | 1001 | HAR-Switchgear&Jaringan
7400 | UIW Sulselrabar | 7428 | PLN UP3 Makassar Selatan | 2180 | Gd Ar Mksar Sltn | ZST1 | PLN Stock Materials | 000000002050100 | CT;380/220V;RING;150/5A;0.5;5VA;P | ZM0205 | BH | NORMAL | 141 | 0 | 0 | 0 | 1001 | HAR-Switchgear&Jaringan
7400 | UIW Sulselrabar | 7428 | PLN UP3 Makassar Selatan | 2180 | Gd Ar Mksar Sltn | ZST1 | PLN Stock Materials | 000000002050103 | CT;380/220V;RING;200/5A;0.5;5VA;P | ZM0205 | BH | PRE-MEMORY | 0 | 0 | 0 | 0 | 1001 | HAR-Switchgear&Jaringan
7400 | UIW Sulselrabar | 7428 | PLN UP3 Makassar Selatan | 2180 | Gd Ar Mksar Sltn | ZST1 | PLN Stock Materials | 000000002050103 | CT;380/220V;RING;200/5A;0.5;5VA;P | ZM0205 | BH | NORMAL | 95 | 0 | 0 | 0 | 1001 | HAR-Switchgear&Jaringan
7400 | UIW Sulselrabar | 7428 | PLN UP3 Makassar Selatan | 2180 | Gd Ar Mksar Sltn | ZST1 | PLN Stock Materials | 000000002050106 | CT;380/220V;RING;250/5A;0.5;5VA;P | ZM0205 | BH | PRE-MEMORY | 0 | 0 | 0 | 0 | 1001 | HAR-Switchgear&Jaringan
7400 | UIW Sulselrabar | 7428 | PLN UP3 Makassar Selatan | 2180 | Gd Ar Mksar Sltn | ZST1 | PLN Stock Materials | 000000002050106 | CT;380/220V;RING;250/5A;0.5;5VA;P | ZM0205 | BH | NORMAL | 225 | 0 | 0 | 0 | 1001 | HAR-Switchgear&Jaringan
7400 | UIW Sulselrabar | 7428 | PLN UP3 Makassar Selatan | 2180 | Gd Ar Mksar Sltn | ZST1 | PLN Stock Materials | 000000002050109 | CT;380/220V;RING;300/5A;0.5;5VA;P | ZM0205 | BH | PRE-MEMORY | 0 | 0 | 0 | 0 | 1001 | HAR-Switchgear&Jaringan
7400 | UIW Sulselrabar | 7428 | PLN UP3 Makassar Selatan | 2180 | Gd Ar Mksar Sltn | ZST1 | PLN Stock Materials | 000000002050109 | CT;380/220V;RING;300/5A;0.5;5VA;P | ZM0205 | BH | NORMAL | 2 | 0 | 0 | 0 | 1001 | HAR-Switchgear&Jaringan
7400 | UIW Sulselrabar | 7428 | PLN UP3 Makassar Selatan | 2180 | Gd Ar Mksar Sltn | ZST1 | PLN Stock Materials | 000000002050115 | CT;380/220V;RING;50/5A;0.5;5VA;P | ZM0205 | BH | NORMAL | 16 | 0 | 0 | 0 | 1001 | HAR-Switchgear&Jaringan
7400 | UIW Sulselrabar | 7428 | PLN UP3 Makassar Selatan | 2180 | Gd Ar Mksar Sltn | ZST1 | PLN Stock Materials | 000000002050131 | CT;380/220V;SQUARE;1000/5A;2;5VA;P | ZM0205 | BH | NORMAL | 1 | 0 | 0 | 0 | 1001 | HAR-Switchgear&Jaringan
7400 | UIW Sulselrabar | 7428 | PLN UP3 Makassar Selatan | 2180 | Gd Ar Mksar Sltn | ZST1 | PLN Stock Materials | 000000002050193 | CT;380/220V;RING;100/5A;0.5S;2.5VA;P | ZM0205 | BH | NORMAL | 126 | 0 | 0 | 0 | 1001 | HAR-Switchgear&Jaringan
7400 | UIW Sulselrabar | 7428 | PLN UP3 Makassar Selatan | 2180 | Gd Ar Mksar Sltn | ZST1 | PLN Stock Materials | 000000002050300 | CT;20kV;K;10/5A;0.2;15VA;ID | ZM0205 | BH | NORMAL | 0 | 0 | 0 | 0 | 1001 | HAR-Switchgear&Jaringan
7400 | UIW Sulselrabar | 7428 | PLN UP3 Makassar Selatan | 2180 | Gd Ar Mksar Sltn | ZST1 | PLN Stock Materials | 000000002050302 | CT;20kV;K;10/5A;0.2;15VA;OD | ZM0205 | BH | NORMAL | 0 | 0 | 0 | 0 | 1001 | HAR-Switchgear&Jaringan
7400 | UIW Sulselrabar | 7428 | PLN UP3 Makassar Selatan | 2180 | Gd Ar Mksar Sltn | ZST1 | PLN Stock Materials | 000000002050325 | CT;20kV;K;20/5A;0.2;15VA;OD | ZM0205 | BH | NORMAL | 3 | 0 | 0 | 0 | 1001 | HAR-Switchgear&Jaringan
7400 | UIW Sulselrabar | 7428 | PLN UP3 Makassar Selatan | 2180 | Gd Ar Mksar Sltn | ZST1 | PLN Stock Materials | 000000002050327 | CT;20kV;K;20/5A;0.5;15VA;ID | ZM0205 | BH | NORMAL | 2 | 0 | 0 | 0 | 1001 | HAR-Switchgear&Jaringan
7400 | UIW Sulselrabar | 7428 | PLN UP3 Makassar Selatan | 2180 | Gd Ar Mksar Sltn | ZST1 | PLN Stock Materials | 000000002050337 | CT;20kV;K;25/5A;0.5;15VA;ID | ZM0205 | BH | NORMAL | 0 | 0 | 0 | 0 | 1001 | HAR-Switchgear&Jaringan
7400 | UIW Sulselrabar | 7428 | PLN UP3 Makassar Selatan | 2180 | Gd Ar Mksar Sltn | ZST1 | PLN Stock Materials | 000000002050344 | CT;20kV;K;30/5A;0.2;15VA;ID | ZM0205 | BH | NORMAL | 7 | 0 | 0 | 0 | 1001 | HAR-Switchgear&Jaringan
7400 | UIW Sulselrabar | 7428 | PLN UP3 Makassar Selatan | 2180 | Gd Ar Mksar Sltn | ZST1 | PLN Stock Materials | 000000002050355 | CT;20kV;K;40/5A;0.2;15VA;ID | ZM0205 | BH | NORMAL | 0 | 0 | 0 | 0 | 1001 | HAR-Switchgear&Jaringan
7400 | UIW Sulselrabar | 7428 | PLN UP3 Makassar Selatan | 2180 | Gd Ar Mksar Sltn | ZST1 | PLN Stock Materials | 000000002050357 | CT;20kV;K;40/5A;0.2;15VA;OD | ZM0205 | BH | NORMAL | 0 | 0 | 0 | 0 | 1001 | HAR-Switchgear&Jaringan
7400 | UIW Sulselrabar | 7428 | PLN UP3 Makassar Selatan | 2180 | Gd Ar Mksar Sltn | ZST1 | PLN Stock Materials | 000000002050365 | CT;20kV;K;50/5A;0.2;15VA;ID | ZM0205 | BH | NORMAL | 0 | 0 | 0 | 0 | 1001 | HAR-Switchgear&Jaringan
7400 | UIW Sulselrabar | 7428 | PLN UP3 Makassar Selatan | 2180 | Gd Ar Mksar Sltn | ZST1 | PLN Stock Materials | 000000002050386 | CT;20kV;K;75/5A;0.2;15VA;ID | ZM0205 | BH | NORMAL | 0 | 0 | 0 | 0 | 1001 | HAR-Switchgear&Jaringan
7400 | UIW Sulselrabar | 7428 | PLN UP3 Makassar Selatan | 2180 | Gd Ar Mksar Sltn | ZST1 | PLN Stock Materials | 000000002050398 | CT;20kV;K;100/5A;0.2;15VA;OD | ZM0205 | BH | NORMAL | 0 | 0 | 0 | 0 | 1001 | HAR-Switchgear&Jaringan
7400 | UIW Sulselrabar | 7428 | PLN UP3 Makassar Selatan | 2180 | Gd Ar Mksar Sltn | ZST1 | PLN Stock Materials | 000000002050419 | CT;20kV;K;150/5A;0.2;15VA;OD | ZM0205 | BH | NORMAL | 3 | 0 | 0 | 0 | 1001 | HAR-Switchgear&Jaringan
7400 | UIW Sulselrabar | 7428 | PLN UP3 Makassar Selatan | 2180 | Gd Ar Mksar Sltn | ZST1 | PLN Stock Materials | 000000002050451 | CT;20kV;K;300/5A;0.2;15VA;OD | ZM0205 | BH | NORMAL | 0 | 0 | 0 | 0 | 1001 | HAR-Switchgear&Jaringan
7400 | UIW Sulselrabar | 7428 | PLN UP3 Makassar Selatan | 2180 | Gd Ar Mksar Sltn | ZST1 | PLN Stock Materials | 000000002050453 | CT;20kV;K;300/5A;0.5;15VA;ID | ZM0205 | BH | NORMAL | 0 | 0 | 0 | 0 | 1001 | HAR-Switchgear&Jaringan
7400 | UIW Sulselrabar | 7428 | PLN UP3 Makassar Selatan | 2180 | Gd Ar Mksar Sltn | ZST1 | PLN Stock Materials | 000000002050511 | CT;20kV;K;400/5A;0.5;30VA;ID | ZM0205 | BH | NORMAL | 2 | 0 | 0 | 0 | 1001 | HAR-Switchgear&Jaringan
7400 | UIW Sulselrabar | 7428 | PLN UP3 Makassar Selatan | 2180 | Gd Ar Mksar Sltn | ZST1 | PLN Stock Materials | 000000002050531 | CT;150kV;K;1000-2000/5-5A;5P20;24kV;N | ZM0205 | BH | NORMAL | 0 | 0 | 0 | 0 | 1001 | HAR-Switchgear&Jaringan
7400 | UIW Sulselrabar | 7428 | PLN UP3 Makassar Selatan | 2180 | Gd Ar Mksar Sltn | ZST1 | PLN Stock Materials | 000000002050574 | CT;20kV;BLOK;10/5;0.2S-5P10;5VA;ID | ZM0205 | BH | NORMAL | 6 | 0 | 0 | 0 | 1001 | HAR-Switchgear&Jaringan
7400 | UIW Sulselrabar | 7428 | PLN UP3 Makassar Selatan | 2180 | Gd Ar Mksar Sltn | ZST1 | PLN Stock Materials | 000000002050575 | CT;20kV;BLOK;20/5;0.2S-5P10;5VA;ID | ZM0205 | BH | NORMAL | 0 | 0 | 0 | 0 | 1001 | HAR-Switchgear&Jaringan
7400 | UIW Sulselrabar | 7428 | PLN UP3 Makassar Selatan | 2180 | Gd Ar Mksar Sltn | ZST1 | PLN Stock Materials | 000000002050576 | CT;20kV;BLOK;40/5;0.2S-5P10;5VA;ID | ZM0205 | BH | NORMAL | 0 | 0 | 0 | 0 | 1001 | HAR-Switchgear&Jaringan
7400 | UIW Sulselrabar | 7428 | PLN UP3 Makassar Selatan | 2180 | Gd Ar Mksar Sltn | ZST1 | PLN Stock Materials | 000000002050635 | CT;20kV;K;10-20/5A;0.2S;15VA;OD | ZM0205 | BH | NORMAL | 0 | 0 | 0 | 0 | 1001 | HAR-Switchgear&Jaringan
7400 | UIW Sulselrabar | 7428 | PLN UP3 Makassar Selatan | 2180 | Gd Ar Mksar Sltn | ZST1 | PLN Stock Materials | 000000002050722 | CT;24kV;K;500/5-5A;1;30VA;ID | ZM0205 | BH | NORMAL | 0 | 0 | 0 | 0 | 1001 | HAR-Switchgear&Jaringan
7400 | UIW Sulselrabar | 7428 | PLN UP3 Makassar Selatan | 2180 | Gd Ar Mksar Sltn | ZST1 | PLN Stock Materials | 000000002050728 | CT;380/220V;RING;125/5A;0.5;5VA;P | ZM0205 | BH | NORMAL | 0 | 0 | 0 | 0 | 1001 | HAR-Switchgear&Jaringan
7400 | UIW Sulselrabar | 7428 | PLN UP3 Makassar Selatan | 2180 | Gd Ar Mksar Sltn | ZST1 | PLN Stock Materials | 000000002050730 | CT;380/220V;RING;125/5A;1;3.75VA;P | ZM0205 | BH | PRE-MEMORY | 0 | 0 | 0 | 0 | 1001 | HAR-Switchgear&Jaringan
7400 | UIW Sulselrabar | 7428 | PLN UP3 Makassar Selatan | 2180 | Gd Ar Mksar Sltn | ZST1 | PLN Stock Materials | 000000002050730 | CT;380/220V;RING;125/5A;1;3.75VA;P | ZM0205 | BH | NORMAL | 76 | 0 | 0 | 0 | 1001 | HAR-Switchgear&Jaringan
7400 | UIW Sulselrabar | 7428 | PLN UP3 Makassar Selatan | 2180 | Gd Ar Mksar Sltn | ZST1 | PLN Stock Materials | 000000002050734 | CT;380/220V;RING;160/5A;0.5;2.5VA;P | ZM0205 | BH | PRE-MEMORY | 0 | 0 | 0 | 0 | 1001 | HAR-Switchgear&Jaringan
7400 | UIW Sulselrabar | 7428 | PLN UP3 Makassar Selatan | 2180 | Gd Ar Mksar Sltn | ZST1 | PLN Stock Materials | 000000002050734 | CT;380/220V;RING;160/5A;0.5;2.5VA;P | ZM0205 | BH | NORMAL | 96 | 0 | 0 | 0 | 1001 | HAR-Switchgear&Jaringan
7400 | UIW Sulselrabar | 7428 | PLN UP3 Makassar Selatan | 2180 | Gd Ar Mksar Sltn | ZST1 | PLN Stock Materials | 000000002050735 | CT;380/220V;RING;160/5A;0.5;5VA;P | ZM0205 | BH | NORMAL | 317 | 0 | 0 | 0 | 1001 | HAR-Switchgear&Jaringan
7400 | UIW Sulselrabar | 7428 | PLN UP3 Makassar Selatan | 2180 | Gd Ar Mksar Sltn | ZST1 | PLN Stock Materials | 000000002050740 | CT;380/220V;RING;200/5A;0.5S;5VA;P | ZM0205 | BH | NORMAL | 100 | 0 | 0 | 0 | 1001 | HAR-Switchgear&Jaringan
7400 | UIW Sulselrabar | 7428 | PLN UP3 Makassar Selatan | 2180 | Gd Ar Mksar Sltn | ZST1 | PLN Stock Materials | 000000002050743 | CT;380/220V;RING;250/5A;0.5S;5VA;P | ZM0205 | BH | NORMAL | 98 | 0 | 0 | 0 | 1001 | HAR-Switchgear&Jaringan
7400 | UIW Sulselrabar | 7428 | PLN UP3 Makassar Selatan | 2180 | Gd Ar Mksar Sltn | ZST1 | PLN Stock Materials | 000000002050745 | CT;380/220V;RING;300/5A;0.5S;5VA;P | ZM0205 | BH | NORMAL | 114 | 0 | 0 | 0 | 1001 | HAR-Switchgear&Jaringan
7400 | UIW Sulselrabar | 7428 | PLN UP3 Makassar Selatan | 2180 | Gd Ar Mksar Sltn | ZST1 | PLN Stock Materials | 000000002050746 | CT;380/220V;RING;600/5A;0.5;7.5VA;P | ZM0205 | BH | NORMAL | 0 | 0 | 0 | 0 | 1001 | HAR-Switchgear&Jaringan
7400 | UIW Sulselrabar | 7428 | PLN UP3 Makassar Selatan | 2180 | Gd Ar Mksar Sltn | ZST1 | PLN Stock Materials | 000000002050833 | CT;20kV;K;30/5-5A;0.2S;10VA;ID | ZM0205 | BH | NORMAL | 0 | 0 | 0 | 0 | 1001 | HAR-Switchgear&Jaringan
7400 | UIW Sulselrabar | 7428 | PLN UP3 Makassar Selatan | 2180 | Gd Ar Mksar Sltn | ZST1 | PLN Stock Materials | 000000002050835 | CT;20kV;K;10/5-5A;0.2S;10VA;ID | ZM0205 | BH | NORMAL | 0 | 0 | 0 | 0 | 1001 | HAR-Switchgear&Jaringan
7400 | UIW Sulselrabar | 7428 | PLN UP3 Makassar Selatan | 2180 | Gd Ar Mksar Sltn | ZST1 | PLN Stock Materials | 000000002050836 | CT;20kV;K;40/5-5A;0.2S;10VA;ID | ZM0205 | BH | NORMAL | 0 | 0 | 0 | 0 | 1001 | HAR-Switchgear&Jaringan
7400 | UIW Sulselrabar | 7428 | PLN UP3 Makassar Selatan | 2180 | Gd Ar Mksar Sltn | ZST1 | PLN Stock Materials | 000000002050847 | CT;20KV;K;15/5-5A;0.2S;10VA;ID | ZM0205 | BH | NORMAL | 0 | 0 | 0 | 0 | 1001 | HAR-Switchgear&Jaringan
7400 | UIW Sulselrabar | 7428 | PLN UP3 Makassar Selatan | 2180 | Gd Ar Mksar Sltn | ZST1 | PLN Stock Materials | 000000002050927 | CT;20kV;K;10/5-5A;0.2S;15-10VA;ID | ZM0205 | BH | NORMAL | 0 | 0 | 0 | 0 | 1001 | HAR-Switchgear&Jaringan
7400 | UIW Sulselrabar | 7428 | PLN UP3 Makassar Selatan | 2180 | Gd Ar Mksar Sltn | ZST1 | PLN Stock Materials | 000000002050929 | CT;20kV;K;20/5-5A;0.2S;15-10VA;ID | ZM0205 | BH | NORMAL | 0 | 0 | 0 | 0 | 1001 | HAR-Switchgear&Jaringan
7400 | UIW Sulselrabar | 7428 | PLN UP3 Makassar Selatan | 2180 | Gd Ar Mksar Sltn | ZST1 | PLN Stock Materials | 000000002050930 | CT;20kV;K;25/5-5A;0.2S;15-10VA;ID | ZM0205 | BH | NORMAL | 0 | 0 | 0 | 0 | 1001 | HAR-Switchgear&Jaringan
7400 | UIW Sulselrabar | 7428 | PLN UP3 Makassar Selatan | 2180 | Gd Ar Mksar Sltn | ZST1 | PLN Stock Materials | 000000002050931 | CT;20kV;K;30/5-5A;0.2S;15-10VA;ID | ZM0205 | BH | NORMAL | 0 | 0 | 0 | 0 | 1001 | HAR-Switchgear&Jaringan
7400 | UIW Sulselrabar | 7428 | PLN UP3 Makassar Selatan | 2180 | Gd Ar Mksar Sltn | ZST1 | PLN Stock Materials | 000000002050932 | CT;20kV;K;40/5-5A;0.2S;15-10VA;ID | ZM0205 | BH | NORMAL | 0 | 0 | 0 | 0 | 1001 | HAR-Switchgear&Jaringan
7400 | UIW Sulselrabar | 7428 | PLN UP3 Makassar Selatan | 2180 | Gd Ar Mksar Sltn | ZST1 | PLN Stock Materials | 000000002050938 | CT;20KV;K;80/5A;0.5;30VA;ID | ZM0205 | BH | NORMAL | 0 | 0 | 0 | 0 | 1001 | HAR-Switchgear&Jaringan
7400 | UIW Sulselrabar | 7428 | PLN UP3 Makassar Selatan | 2180 | Gd Ar Mksar Sltn | ZST1 | PLN Stock Materials | 000000002052560 | CT;20kV;K;75/5-5A;0.2S;15-10VA;ID | ZM0205 | BH | NORMAL | 0 | 0 | 0 | 0 | 1001 | HAR-Switchgear&Jaringan
7400 | UIW Sulselrabar | 7428 | PLN UP3 Makassar Selatan | 2180 | Gd Ar Mksar Sltn | ZST1 | PLN Stock Materials | 000000002054283 | CT;20KV;BLOK;30/5;0,2S-5P10;5VA;ID | ZM0205 | BH | NORMAL | 3 | 0 | 0 | 0 | 1001 | HAR-Switchgear&Jaringan
7400 | UIW Sulselrabar | 7428 | PLN UP3 Makassar Selatan | 2180 | Gd Ar Mksar Sltn | ZST1 | PLN Stock Materials | 000000002054364 | CT;380/220V;RING;150/5A;0.5S;2.5VA;ID | ZM0205 | BH | NORMAL | 97 | 0 | 0 | 0 | 1001 | HAR-Switchgear&Jaringan
7400 | UIW Sulselrabar | 7428 | PLN UP3 Makassar Selatan | 2180 | Gd Ar Mksar Sltn | ZST1 | PLN Stock Materials | 000000002054472 | CT;20kV;K;100/5-5A;0.5S;10VA;ID | ZM0205 | BH | NORMAL | 0 | 0 | 0 | 0 | 1001 | HAR-Switchgear&Jaringan
7400 | UIW Sulselrabar | 7428 | PLN UP3 Makassar Selatan | 2180 | Gd Ar Mksar Sltn | ZST1 | PLN Stock Materials | 000000002054481 | CT;20kV;K;10/5A;0.2S;15-10VA;ID | ZM0205 | BH | NORMAL | 0 | 0 | 0 | 0 | 1001 | HAR-Switchgear&Jaringan
7400 | UIW Sulselrabar | 7428 | PLN UP3 Makassar Selatan | 2180 | Gd Ar Mksar Sltn | ZST1 | PLN Stock Materials | 000000002054483 | CT;20kV;K;20/5A;0.2S;15-10VA;ID | ZM0205 | BH | NORMAL | 15 | 0 | 0 | 0 | 1001 | HAR-Switchgear&Jaringan
7400 | UIW Sulselrabar | 7428 | PLN UP3 Makassar Selatan | 2180 | Gd Ar Mksar Sltn | ZST1 | PLN Stock Materials | 000000002054486 | CT;20kV;K;40/5A;0.2S;15-10VA;ID | ZM0205 | BH | NORMAL | 0 | 0 | 0 | 0 | 1001 | HAR-Switchgear&Jaringan
7400 | UIW Sulselrabar | 7428 | PLN UP3 Makassar Selatan | 2180 | Gd Ar Mksar Sltn | ZST1 | PLN Stock Materials | 000000002054487 | CT;20kV;K;50/5A;0.2S;15-10VA;ID | ZM0205 | BH | NORMAL | 3 | 0 | 0 | 0 | 1001 | HAR-Switchgear&Jaringan
7400 | UIW Sulselrabar | 7428 | PLN UP3 Makassar Selatan | 2180 | Gd Ar Mksar Sltn | ZST1 | PLN Stock Materials | 000000002054489 | CT;20kV;K;75/5A;0.2S;15-10VA;ID | ZM0205 | BH | NORMAL | 3 | 0 | 0 | 0 | 1001 | HAR-Switchgear&Jaringan
7400 | UIW Sulselrabar | 7428 | PLN UP3 Makassar Selatan | 2180 | Gd Ar Mksar Sltn | ZST1 | PLN Stock Materials | 000000002054517 | CT;20kV;K;10/5A;0.2S;15-10VA;OD | ZM0205 | BH | NORMAL | 3 | 0 | 0 | 0 | 1001 | HAR-Switchgear&Jaringan
7400 | UIW Sulselrabar | 7428 | PLN UP3 Makassar Selatan | 2180 | Gd Ar Mksar Sltn | ZST1 | PLN Stock Materials | 000000002054522 | CT;20kV;K;40/5A;0.2S;15-10VA;OD | ZM0205 | BH | NORMAL | 3 | 0 | 0 | 0 | 1001 | HAR-Switchgear&Jaringan
7400 | UIW Sulselrabar | 7428 | PLN UP3 Makassar Selatan | 2180 | Gd Ar Mksar Sltn | ZST1 | PLN Stock Materials | 000000002070019 | PT;20kV;KI;IND;20000/V3-100/V3;0.5;100VA | ZM0207 | BH | NORMAL | 0 | 0 | 0 | 0 | 1001 | HAR-Switchgear&Jaringan
7400 | UIW Sulselrabar | 7428 | PLN UP3 Makassar Selatan | 2180 | Gd Ar Mksar Sltn | ZST1 | PLN Stock Materials | 000000002070044 | PT;20kV;K;;20000/V3-100/V3;0.5;50VA;ID | ZM0207 | BH | NORMAL | 0 | 0 | 0 | 0 | 1001 | HAR-Switchgear&Jaringan
7400 | UIW Sulselrabar | 7428 | PLN UP3 Makassar Selatan | 2180 | Gd Ar Mksar Sltn | ZST1 | PLN Stock Materials | 000000002070045 | PT;20kV;K;;20000/V3-100/V3;0.5;50VA;OD | ZM0207 | BH | NORMAL | 9 | 0 | 0 | 0 | 1001 | HAR-Switchgear&Jaringan
7400 | UIW Sulselrabar | 7428 | PLN UP3 Makassar Selatan | 2180 | Gd Ar Mksar Sltn | ZST1 | PLN Stock Materials | 000000002070046 | PT;20kV;K;;20000/V3-100/V3;0.2S;30VA;ID | ZM0207 | BH | NORMAL | 0 | 0 | 0 | 0 | 1001 | HAR-Switchgear&Jaringan
7400 | UIW Sulselrabar | 7428 | PLN UP3 Makassar Selatan | 2180 | Gd Ar Mksar Sltn | ZST1 | PLN Stock Materials | 000000002070192 | PT;20kV;K;OD;20000/V3-100/V3;0.5;100VA | ZM0207 | BH | NORMAL | 1 | 0 | 0 | 0 | 1001 | HAR-Switchgear&Jaringan
7400 | UIW Sulselrabar | 7428 | PLN UP3 Makassar Selatan | 2180 | Gd Ar Mksar Sltn | ZST1 | PLN Stock Materials | 000000002070198 | PT;20kV;K;;20000/V3-100/V3;0.2;50VA;OD | ZM0207 | BH | NORMAL | 0 | 0 | 0 | 0 | 1001 | HAR-Switchgear&Jaringan
7400 | UIW Sulselrabar | 7428 | PLN UP3 Makassar Selatan | 2180 | Gd Ar Mksar Sltn | ZST1 | PLN Stock Materials | 000000002090018 | LA;20-24kV;K;10kA;PORC;;27kV | ZM0209 | BH | PRE-MEMORY | 0 | 0 | 0 | 0 | 1001 | HAR-Switchgear&Jaringan
7400 | UIW Sulselrabar | 7428 | PLN UP3 Makassar Selatan | 2180 | Gd Ar Mksar Sltn | ZST1 | PLN Stock Materials | 000000002090018 | LA;20-24kV;K;10kA;PORC;;27kV | ZM0209 | BH | NORMAL | 0 | 0 | 0 | 0 | 1001 | HAR-Switchgear&Jaringan
7400 | UIW Sulselrabar | 7428 | PLN UP3 Makassar Selatan | 2180 | Gd Ar Mksar Sltn | ZST1 | PLN Stock Materials | 000000002090024 | LA;20-24kV;K;10kA;RUBBER;;27kV | ZM0209 | BH | NORMAL | 0 | 0 | 0 | 0 | 1001 | HAR-Switchgear&Jaringan
7400 | UIW Sulselrabar | 7428 | PLN UP3 Makassar Selatan | 2180 | Gd Ar Mksar Sltn | ZST1 | PLN Stock Materials | 000000002090032 | LA;20-24kV;K;10kA;POLYMER;; | ZM0209 | BH | PRE-MEMORY | 0 | 0 | 0 | 0 | 1001 | HAR-Switchgear&Jaringan
7400 | UIW Sulselrabar | 7428 | PLN UP3 Makassar Selatan | 2180 | Gd Ar Mksar Sltn | ZST1 | PLN Stock Materials | 000000002090032 | LA;20-24kV;K;10kA;POLYMER;; | ZM0209 | BH | NORMAL | 1 | 0 | 0 | 0 | 1001 | HAR-Switchgear&Jaringan
7400 | UIW Sulselrabar | 7428 | PLN UP3 Makassar Selatan | 2180 | Gd Ar Mksar Sltn | ZST1 | PLN Stock Materials | 000000002100004 | LA ACC;MOUNTING BRACKET | ZM0210 | BH | NORMAL | 0 | 0 | 0 | 0 | 1001 | HAR-Switchgear&Jaringan
7400 | UIW Sulselrabar | 7428 | PLN UP3 Makassar Selatan | 2180 | Gd Ar Mksar Sltn | ZST1 | PLN Stock Materials | 000000002150084 | CUB;N ISO;CBOG+MTR;20kV;630A;16kA; | ZM0215 | SET | NORMAL | 0 | 0 | 0 | 0 | 1001 | HAR-Switchgear&Jaringan
7400 | UIW Sulselrabar | 7428 | PLN UP3 Makassar Selatan | 2180 | Gd Ar Mksar Sltn | ZST1 | PLN Stock Materials | 000000002150110 | CUB;MTLCLAD;COUPLE;20kV;2000A;25kA; | ZM0215 | U | PRE-MEMORY | 0 | 0 | 0 | 0 | 1001 | HAR-Switchgear&Jaringan
7400 | UIW Sulselrabar | 7428 | PLN UP3 Makassar Selatan | 2180 | Gd Ar Mksar Sltn | ZST1 | PLN Stock Materials | 000000002150110 | CUB;MTLCLAD;COUPLE;20kV;2000A;25kA; | ZM0215 | U | NORMAL | 0 | 0 | 0 | 0 | 1001 | HAR-Switchgear&Jaringan
7400 | UIW Sulselrabar | 7428 | PLN UP3 Makassar Selatan | 2180 | Gd Ar Mksar Sltn | ZST1 | PLN Stock Materials | 000000002150163 | CUB;ISO;LBS MOTORIZE;24kV;630A;16kA; | ZM0215 | SET | NORMAL | 0 | 0 | 0 | 0 | 1001 | HAR-Switchgear&Jaringan
7400 | UIW Sulselrabar | 7428 | PLN UP3 Makassar Selatan | 2180 | Gd Ar Mksar Sltn | ZST1 | PLN Stock Materials | 000000002150173 | CUB;N ISO;LBS MOTORIZE;24KV;630A;16KA | ZM0215 | SET | PRE-MEMORY | 1 | 0 | 0 | 0 | 1001 | HAR-Switchgear&Jaringan
7400 | UIW Sulselrabar | 7428 | PLN UP3 Makassar Selatan | 2180 | Gd Ar Mksar Sltn | ZST1 | PLN Stock Materials | 000000002150173 | CUB;N ISO;LBS MOTORIZE;24KV;630A;16KA | ZM0215 | SET | NORMAL | 4 | 0 | 0 | 0 | 1001 | HAR-Switchgear&Jaringan
7400 | UIW Sulselrabar | 7428 | PLN UP3 Makassar Selatan | 2180 | Gd Ar Mksar Sltn | ZST1 | PLN Stock Materials | 000000002150175 | CUB;N ISO;LBS MET MTRZ;24KV;630A;16KA | ZM0215 | SET | NORMAL | 0 | 0 | 0 | 0 | 1001 | HAR-Switchgear&Jaringan
7400 | UIW Sulselrabar | 7428 | PLN UP3 Makassar Selatan | 2180 | Gd Ar Mksar Sltn | ZST1 | PLN Stock Materials | 000000002150179 | CUB;ISO;LBS INC MOTORIZE;24kV;630A;16kA; | ZM0215 | SET | NORMAL | 0 | 0 | 0 | 0 | 1001 | HAR-Switchgear&Jaringan
7400 | UIW Sulselrabar | 7428 | PLN UP3 Makassar Selatan | 2180 | Gd Ar Mksar Sltn | ZST1 | PLN Stock Materials | 000000002150208 | CUB;ISO;INC CBOG MTR;24KV;630A;16KA;SF6 | ZM0215 | SET | NORMAL | 0 | 0 | 0 | 0 | 1001 | HAR-Switchgear&Jaringan
7400 | UIW Sulselrabar | 7428 | PLN UP3 Makassar Selatan | 2180 | Gd Ar Mksar Sltn | ZST1 | PLN Stock Materials | 000000002150480 | CUB;OMC;METERING;24kV;630A;25kA;VACUM | ZM0215 | SET | NORMAL | 0 | 0 | 0 | 0 | 1001 | HAR-Switchgear&Jaringan
7400 | UIW Sulselrabar | 7428 | PLN UP3 Makassar Selatan | 2180 | Gd Ar Mksar Sltn | ZST1 | PLN Stock Materials | 000000002150575 | CUB;ISO;LBS MOTORZD;20kV;400A;12.5kA;RTU | ZM0215 | SET | NORMAL | 0 | 0 | 0 | 0 | 1001 | HAR-Switchgear&Jaringan
7400 | UIW Sulselrabar | 7428 | PLN UP3 Makassar Selatan | 2180 | Gd Ar Mksar Sltn | ZST1 | PLN Stock Materials | 000000002150599 | CUB;N ISO;CBOG MOT MTR;24KV;630A;16KA | ZM0215 | SET | NORMAL | 4 | 0 | 0 | 0 | 1001 | HAR-Switchgear&Jaringan
7400 | UIW Sulselrabar | 7428 | PLN UP3 Makassar Selatan | 2180 | Gd Ar Mksar Sltn | ZST1 | PLN Stock Materials | 000000002150601 | CUB;ISO;CBOG+MTR;24KV;630A;16KA; | ZM0215 | SET | PRE-MEMORY | 4 | 0 | 0 | 0 | 1001 | HAR-Switchgear&Jaringan
7400 | UIW Sulselrabar | 7428 | PLN UP3 Makassar Selatan | 2180 | Gd Ar Mksar Sltn | ZST1 | PLN Stock Materials | 000000002150601 | CUB;ISO;CBOG+MTR;24KV;630A;16KA; | ZM0215 | SET | NORMAL | 0 | 0 | 0 | 0 | 1001 | HAR-Switchgear&Jaringan
7400 | UIW Sulselrabar | 7428 | PLN UP3 Makassar Selatan | 2180 | Gd Ar Mksar Sltn | ZST1 | PLN Stock Materials | 000000002150615 | CUB;;ACOS;24KV;630A;16KA;INC ATS | ZM0215 | SET | NORMAL | 0 | 0 | 0 | 0 | 1001 | HAR-Switchgear&Jaringan
7400 | UIW Sulselrabar | 7428 | PLN UP3 Makassar Selatan | 2180 | Gd Ar Mksar Sltn | ZST1 | PLN Stock Materials | 000000002160052 | CUB ACC;SWITCH TRANSFER AUTOMATIC | ZM0216 | SET | NORMAL | 0 | 0 | 0 | 0 | 1001 | HAR-Switchgear&Jaringan
7400 | UIW Sulselrabar | 7428 | PLN UP3 Makassar Selatan | 2180 | Gd Ar Mksar Sltn | ZST1 | PLN Stock Materials | 000000002160063 | CUB ACC;EARTHING CONNECTOR F300 | ZM0216 | BH | NORMAL | 0 | 0 | 0 | 0 | 1001 | HAR-Switchgear&Jaringan
7400 | UIW Sulselrabar | 7428 | PLN UP3 Makassar Selatan | 2180 | Gd Ar Mksar Sltn | ZST1 | PLN Stock Materials | 000000002170002 | RELAY;AVR;DIGITAL;100V/V3;110VDC;5A | ZM0217 | BH | NORMAL | 0 | 0 | 0 | 0 | 1001 | HAR-Switchgear&Jaringan
7400 | UIW Sulselrabar | 7428 | PLN UP3 Makassar Selatan | 2180 | Gd Ar Mksar Sltn | ZST1 | PLN Stock Materials | 000000002180039 | RELAY ACC;CONTACTOR 3P 220V | ZM0218 | BH | NORMAL | 0 | 0 | 0 | 0 | 1001 | HAR-Switchgear&Jaringan
7400 | UIW Sulselrabar | 7428 | PLN UP3 Makassar Selatan | 2180 | Gd Ar Mksar Sltn | ZST1 | PLN Stock Materials | 000000002180120 | RELAY ACC;AUX RELAY 220VAC | ZM0218 | BH | NORMAL | 0 | 0 | 0 | 0 | 1001 | HAR-Switchgear&Jaringan
7400 | UIW Sulselrabar | 7428 | PLN UP3 Makassar Selatan | 2180 | Gd Ar Mksar Sltn | ZST1 | PLN Stock Materials | 000000002190026 | MTR;kVARH M;;3P;220/380V;20-60A;3;ST;4W | ZM0219 | BH | NORMAL | 0 | 0 | 0 | 0 | 1003 | HAR-Alat Ukur
7400 | UIW Sulselrabar | 7428 | PLN UP3 Makassar Selatan | 2180 | Gd Ar Mksar Sltn | ZST1 | PLN Stock Materials | 000000002190027 | MTR;kVARH M;;3P;220/380V;50-100A;3;ST; | ZM0219 | BH | NORMAL | 0 | 0 | 0 | 0 | 1003 | HAR-Alat Ukur
7400 | UIW Sulselrabar | 7428 | PLN UP3 Makassar Selatan | 2180 | Gd Ar Mksar Sltn | ZST1 | PLN Stock Materials | 000000002190028 | MTR;kVARH M;;3P;220/380V;5-20A;3;ST;4W | ZM0219 | BH | NORMAL | 0 | 0 | 0 | 0 | 1003 | HAR-Alat Ukur
7400 | UIW Sulselrabar | 7428 | PLN UP3 Makassar Selatan | 2180 | Gd Ar Mksar Sltn | ZST1 | PLN Stock Materials | 000000002190029 | MTR;kVARH M;;3P;220/380V;5A;3;ST;4W | ZM0219 | BH | NORMAL | 0 | 0 | 0 | 0 | 1003 | HAR-Alat Ukur
7400 | UIW Sulselrabar | 7428 | PLN UP3 Makassar Selatan | 2180 | Gd Ar Mksar Sltn | ZST1 | PLN Stock Materials | 000000002190030 | MTR;kVARH M;;3P;57.7/100V;5A;3;ST;4W | ZM0219 | BH | NORMAL | 0 | 0 | 0 | 0 | 1003 | HAR-Alat Ukur
7400 | UIW Sulselrabar | 7428 | PLN UP3 Makassar Selatan | 2180 | Gd Ar Mksar Sltn | ZST1 | PLN Stock Materials | 000000002190031 | MTR;kWH E;;1P;230V;;0.5;;;; | ZM0219 | BH | NORMAL | 0 | 0 | 0 | 0 | 1003 | HAR-Alat Ukur
7400 | UIW Sulselrabar | 7428 | PLN UP3 Makassar Selatan | 2180 | Gd Ar Mksar Sltn | ZST1 | PLN Stock Materials | 000000002190045 | MTR;kWH M;;1P;230V;20-60A;2;;2W | ZM0219 | BH | PRE-MEMORY | 0 | 0 | 0 | 0 | 1003 | HAR-Alat Ukur
7400 | UIW Sulselrabar | 7428 | PLN UP3 Makassar Selatan | 2180 | Gd Ar Mksar Sltn | ZST1 | PLN Stock Materials | 000000002190045 | MTR;kWH M;;1P;230V;20-60A;2;;2W | ZM0219 | BH | NORMAL | 0 | 0 | 0 | 0 | 1003 | HAR-Alat Ukur
7400 | UIW Sulselrabar | 7428 | PLN UP3 Makassar Selatan | 2180 | Gd Ar Mksar Sltn | ZST1 | PLN Stock Materials | 000000002190048 | MTR;kWH M;;1P;230V;5-20A;2;;2W | ZM0219 | BH | NORMAL | 0 | 0 | 0 | 0 | 1003 | HAR-Alat Ukur
7400 | UIW Sulselrabar | 7428 | PLN UP3 Makassar Selatan | 2180 | Gd Ar Mksar Sltn | ZST1 | PLN Stock Materials | 000000002190052 | MTR;kWH M;;3P;220/380V;20-60A;2;ST;4W | ZM0219 | BH | PRE-MEMORY | 0 | 0 | 0 | 0 | 1003 | HAR-Alat Ukur
7400 | UIW Sulselrabar | 7428 | PLN UP3 Makassar Selatan | 2180 | Gd Ar Mksar Sltn | ZST1 | PLN Stock Materials | 000000002190052 | MTR;kWH M;;3P;220/380V;20-60A;2;ST;4W | ZM0219 | BH | NORMAL | 0 | 0 | 0 | 0 | 1003 | HAR-Alat Ukur
7400 | UIW Sulselrabar | 7428 | PLN UP3 Makassar Selatan | 2180 | Gd Ar Mksar Sltn | ZST1 | PLN Stock Materials | 000000002190058 | MTR;kWH M;;3P;220/380V;5-20A;2;ST;4W | ZM0219 | BH | PRE-MEMORY | 0 | 0 | 0 | 0 | 1003 | HAR-Alat Ukur
7400 | UIW Sulselrabar | 7428 | PLN UP3 Makassar Selatan | 2180 | Gd Ar Mksar Sltn | ZST1 | PLN Stock Materials | 000000002190058 | MTR;kWH M;;3P;220/380V;5-20A;2;ST;4W | ZM0219 | BH | NORMAL | 0 | 0 | 0 | 0 | 1003 | HAR-Alat Ukur
7400 | UIW Sulselrabar | 7428 | PLN UP3 Makassar Selatan | 2180 | Gd Ar Mksar Sltn | ZST1 | PLN Stock Materials | 000000002190061 | MTR;kWH M;;3P;57.7/100V;5A;1;DT;4W | ZM0219 | BH | NORMAL | 0 | 0 | 0 | 0 | 1003 | HAR-Alat Ukur
7400 | UIW Sulselrabar | 7428 | PLN UP3 Makassar Selatan | 2180 | Gd Ar Mksar Sltn | ZST1 | PLN Stock Materials | 000000002190063 | MTR;kWH MCOM;;1P;220V;5-20A-4A;2;ST;2W | ZM0219 | BH | NORMAL | 0 | 0 | 0 | 0 | 1003 | HAR-Alat Ukur
7400 | UIW Sulselrabar | 7428 | PLN UP3 Makassar Selatan | 2180 | Gd Ar Mksar Sltn | ZST1 | PLN Stock Materials | 000000002190064 | MTR;kWH MCOM;;1P;230V;20-60A-25A;2;ST;2W | ZM0219 | BH | PRE-MEMORY | 0 | 0 | 0 | 0 | 1003 | HAR-Alat Ukur
7400 | UIW Sulselrabar | 7428 | PLN UP3 Makassar Selatan | 2180 | Gd Ar Mksar Sltn | ZST1 | PLN Stock Materials | 000000002190064 | MTR;kWH MCOM;;1P;230V;20-60A-25A;2;ST;2W | ZM0219 | BH | NORMAL | 0 | 0 | 0 | 0 | 1003 | HAR-Alat Ukur
7400 | UIW Sulselrabar | 7428 | PLN UP3 Makassar Selatan | 2180 | Gd Ar Mksar Sltn | ZST1 | PLN Stock Materials | 000000002190065 | MTR;kWH MCOM;;1P;230V;20-60A-35A;2;ST;2W | ZM0219 | BH | PRE-MEMORY | 0 | 0 | 0 | 0 | 1003 | HAR-Alat Ukur
7400 | UIW Sulselrabar | 7428 | PLN UP3 Makassar Selatan | 2180 | Gd Ar Mksar Sltn | ZST1 | PLN Stock Materials | 000000002190065 | MTR;kWH MCOM;;1P;230V;20-60A-35A;2;ST;2W | ZM0219 | BH | NORMAL | 0 | 0 | 0 | 0 | 1003 | HAR-Alat Ukur
7400 | UIW Sulselrabar | 7428 | PLN UP3 Makassar Selatan | 2180 | Gd Ar Mksar Sltn | ZST1 | PLN Stock Materials | 000000002190066 | MTR;kWH MCOM;;1P;230V;20-60A-50A;2;ST;2W | ZM0219 | BH | PRE-MEMORY | 0 | 0 | 0 | 0 | 1003 | HAR-Alat Ukur
7400 | UIW Sulselrabar | 7428 | PLN UP3 Makassar Selatan | 2180 | Gd Ar Mksar Sltn | ZST1 | PLN Stock Materials | 000000002190066 | MTR;kWH MCOM;;1P;230V;20-60A-50A;2;ST;2W | ZM0219 | BH | NORMAL | 0 | 0 | 0 | 0 | 1003 | HAR-Alat Ukur
7400 | UIW Sulselrabar | 7428 | PLN UP3 Makassar Selatan | 2180 | Gd Ar Mksar Sltn | ZST1 | PLN Stock Materials | 000000002190067 | MTR;kWH MCOM;;1P;230V;5-20A-10A;2;ST;2W | ZM0219 | BH | NORMAL | 0 | 0 | 0 | 0 | 1003 | HAR-Alat Ukur
7400 | UIW Sulselrabar | 7428 | PLN UP3 Makassar Selatan | 2180 | Gd Ar Mksar Sltn | ZST1 | PLN Stock Materials | 000000002190068 | MTR;kWH MCOM;;1P;230V;5-20A-16A;2;ST;2W | ZM0219 | BH | NORMAL | 0 | 0 | 0 | 0 | 1003 | HAR-Alat Ukur
7400 | UIW Sulselrabar | 7428 | PLN UP3 Makassar Selatan | 2180 | Gd Ar Mksar Sltn | ZST1 | PLN Stock Materials | 000000002190069 | MTR;kWH MCOM;;1P;230V;5-20A-20A;2;ST;2W | ZM0219 | BH | NORMAL | 0 | 0 | 0 | 0 | 1003 | HAR-Alat Ukur
7400 | UIW Sulselrabar | 7428 | PLN UP3 Makassar Selatan | 2180 | Gd Ar Mksar Sltn | ZST1 | PLN Stock Materials | 000000002190071 | MTR;kWH MCOM;;1P;230V;5-20A-6A;2;ST;2W | ZM0219 | BH | NORMAL | 0 | 0 | 0 | 0 | 1003 | HAR-Alat Ukur
7400 | UIW Sulselrabar | 7428 | PLN UP3 Makassar Selatan | 2180 | Gd Ar Mksar Sltn | ZST1 | PLN Stock Materials | 000000002190089 | MTR;KWH E;;3P;220/380V;5A;1;;4W | ZM0219 | BH | NORMAL | 0 | 0 | 0 | 0 | 1003 | HAR-Alat Ukur
7400 | UIW Sulselrabar | 7428 | PLN UP3 Makassar Selatan | 2180 | Gd Ar Mksar Sltn | ZST1 | PLN Stock Materials | 000000002190096 | MTR;KWHMCOM;;1P;230V;5-20A MINMCB;2;ST; | ZM0219 | BH | PRE-MEMORY | 0 | 0 | 0 | 0 | 1003 | HAR-Alat Ukur
7400 | UIW Sulselrabar | 7428 | PLN UP3 Makassar Selatan | 2180 | Gd Ar Mksar Sltn | ZST1 | PLN Stock Materials | 000000002190096 | MTR;KWHMCOM;;1P;230V;5-20A MINMCB;2;ST; | ZM0219 | BH | NORMAL | 0 | 0 | 0 | 0 | 1003 | HAR-Alat Ukur
7400 | UIW Sulselrabar | 7428 | PLN UP3 Makassar Selatan | 2180 | Gd Ar Mksar Sltn | ZST1 | PLN Stock Materials | 000000002190105 | MTR;kVARH M;;3P;57.7/100V;5A;2;ST;4W | ZM0219 | BH | NORMAL | 0 | 0 | 0 | 0 | 1003 | HAR-Alat Ukur
7400 | UIW Sulselrabar | 7428 | PLN UP3 Makassar Selatan | 2180 | Gd Ar Mksar Sltn | ZST1 | PLN Stock Materials | 000000002190159 | MTR;kVARH M;;3P;220/380V;5A;1;ST;3W | ZM0219 | BH | NORMAL | 0 | 0 | 0 | 0 | 1003 | HAR-Alat Ukur
7400 | UIW Sulselrabar | 7428 | PLN UP3 Makassar Selatan | 2180 | Gd Ar Mksar Sltn | ZST1 | PLN Stock Materials | 000000002190167 | MTR;kWH E;;3P;220/380V;5A;0.5;;4W | ZM0219 | BH | NORMAL | 0 | 0 | 0 | 0 | 1003 | HAR-Alat Ukur
7400 | UIW Sulselrabar | 7428 | PLN UP3 Makassar Selatan | 2180 | Gd Ar Mksar Sltn | ZST1 | PLN Stock Materials | 000000002190181 | MTR;kWH ECOM;;1P;230V;5-30A-25A;1;ST;2W | ZM0219 | BH | NORMAL | 0 | 0 | 0 | 0 | 1003 | HAR-Alat Ukur
7400 | UIW Sulselrabar | 7428 | PLN UP3 Makassar Selatan | 2180 | Gd Ar Mksar Sltn | ZST1 | PLN Stock Materials | 000000002190194 | MTR;kWH E;;3P;220/380V;5-100A;1;;4W | ZM0219 | BH | PRE-MEMORY | 0 | 0 | 0 | 0 | 1003 | HAR-Alat Ukur
7400 | UIW Sulselrabar | 7428 | PLN UP3 Makassar Selatan | 2180 | Gd Ar Mksar Sltn | ZST1 | PLN Stock Materials | 000000002190194 | MTR;kWH E;;3P;220/380V;5-100A;1;;4W | ZM0219 | BH | NORMAL | 0 | 0 | 0 | 0 | 1003 | HAR-Alat Ukur
7400 | UIW Sulselrabar | 7428 | PLN UP3 Makassar Selatan | 2180 | Gd Ar Mksar Sltn | ZST1 | PLN Stock Materials | 000000002190207 | MTR;kWH E-PR;;1P;230V;5-60A;2;;2W | ZM0219 | BH | NORMAL | 0 | 0 | 0 | 0 | 1003 | HAR-Alat Ukur
7400 | UIW Sulselrabar | 7428 | PLN UP3 Makassar Selatan | 2180 | Gd Ar Mksar Sltn | ZST1 | PLN Stock Materials | 000000002190210 | MTR;kWH M;;3P;220/380V;5-20A;1;ST;4W | ZM0219 | BH | PRE-MEMORY | 0 | 0 | 0 | 0 | 1003 | HAR-Alat Ukur
7400 | UIW Sulselrabar | 7428 | PLN UP3 Makassar Selatan | 2180 | Gd Ar Mksar Sltn | ZST1 | PLN Stock Materials | 000000002190210 | MTR;kWH M;;3P;220/380V;5-20A;1;ST;4W | ZM0219 | BH | NORMAL | 0 | 0 | 0 | 0 | 1003 | HAR-Alat Ukur
7400 | UIW Sulselrabar | 7428 | PLN UP3 Makassar Selatan | 2180 | Gd Ar Mksar Sltn | ZST1 | PLN Stock Materials | 000000002190218 | MTR;kWH E;;3P;230/400V;5-80A;1;;4W | ZM0219 | BH | PRE-MEMORY | 5 | 0 | 0 | 0 | 1003 | HAR-Alat Ukur
7400 | UIW Sulselrabar | 7428 | PLN UP3 Makassar Selatan | 2180 | Gd Ar Mksar Sltn | ZST1 | PLN Stock Materials | 000000002190218 | MTR;kWH E;;3P;230/400V;5-80A;1;;4W | ZM0219 | BH | NORMAL | 74 | 0 | 0 | 0 | 1003 | HAR-Alat Ukur
7400 | UIW Sulselrabar | 7428 | PLN UP3 Makassar Selatan | 2180 | Gd Ar Mksar Sltn | ZST1 | PLN Stock Materials | 000000002190219 | MTR;kWH E;;3P;57.7/240V;5-10A;0.5;;4W | ZM0219 | BH | PRE-MEMORY | 0 | 0 | 0 | 0 | 1003 | HAR-Alat Ukur
7400 | UIW Sulselrabar | 7428 | PLN UP3 Makassar Selatan | 2180 | Gd Ar Mksar Sltn | ZST1 | PLN Stock Materials | 000000002190219 | MTR;kWH E;;3P;57.7/240V;5-10A;0.5;;4W | ZM0219 | BH | NORMAL | 0 | 0 | 0 | 0 | 1003 | HAR-Alat Ukur
7400 | UIW Sulselrabar | 7428 | PLN UP3 Makassar Selatan | 2180 | Gd Ar Mksar Sltn | ZST1 | PLN Stock Materials | 000000002190222 | MTR;kWH ECOM;;1P;230V;5-40A MINMCB;1;; | ZM0219 | BH | PRE-MEMORY | 0 | 0 | 0 | 0 | 1003 | HAR-Alat Ukur
7400 | UIW Sulselrabar | 7428 | PLN UP3 Makassar Selatan | 2180 | Gd Ar Mksar Sltn | ZST1 | PLN Stock Materials | 000000002190224 | MTR;kWH E-PR;;1P;230V;5-60A;1;;2W | ZM0219 | BH | PRE-MEMORY | 300 | 27 | 0 | 0 | 1003 | HAR-Alat Ukur
7400 | UIW Sulselrabar | 7428 | PLN UP3 Makassar Selatan | 2180 | Gd Ar Mksar Sltn | ZST1 | PLN Stock Materials | 000000002190224 | MTR;kWH E-PR;;1P;230V;5-60A;1;;2W | ZM0219 | BH | NORMAL | 6079 | 0 | 0 | 0 | 1003 | HAR-Alat Ukur
7400 | UIW Sulselrabar | 7428 | PLN UP3 Makassar Selatan | 2180 | Gd Ar Mksar Sltn | ZST1 | PLN Stock Materials | 000000002190231 | MTR;kWH E;;1P;230V;5-40A;1;;2W | ZM0219 | BH | PRE-MEMORY | 278 | 12 | 0 | 0 | 1003 | HAR-Alat Ukur
7400 | UIW Sulselrabar | 7428 | PLN UP3 Makassar Selatan | 2180 | Gd Ar Mksar Sltn | ZST1 | PLN Stock Materials | 000000002190231 | MTR;kWH E;;1P;230V;5-40A;1;;2W | ZM0219 | BH | NORMAL | 1344 | 0 | 0 | 0 | 1003 | HAR-Alat Ukur
7400 | UIW Sulselrabar | 7428 | PLN UP3 Makassar Selatan | 2180 | Gd Ar Mksar Sltn | ZST1 | PLN Stock Materials | 000000002190234 | MTR;kWH ECOM;;1P;230V;5-40A-10A;1;;2W | ZM0219 | BH | PRE-MEMORY | 0 | 0 | 0 | 0 | 1003 | HAR-Alat Ukur
7400 | UIW Sulselrabar | 7428 | PLN UP3 Makassar Selatan | 2180 | Gd Ar Mksar Sltn | ZST1 | PLN Stock Materials | 000000002190234 | MTR;kWH ECOM;;1P;230V;5-40A-10A;1;;2W | ZM0219 | BH | NORMAL | 0 | 0 | 0 | 0 | 1003 | HAR-Alat Ukur
7400 | UIW Sulselrabar | 7428 | PLN UP3 Makassar Selatan | 2180 | Gd Ar Mksar Sltn | ZST1 | PLN Stock Materials | 000000002190235 | MTR;kWH ECOM;;1P;230V;5-40A-16A;1;;2W | ZM0219 | BH | NORMAL | 0 | 0 | 0 | 0 | 1003 | HAR-Alat Ukur
7400 | UIW Sulselrabar | 7428 | PLN UP3 Makassar Selatan | 2180 | Gd Ar Mksar Sltn | ZST1 | PLN Stock Materials | 000000002190236 | MTR;kWH ECOM;;1P;230V;5-40A-20A;1;;2W | ZM0219 | BH | NORMAL | 0 | 0 | 0 | 0 | 1003 | HAR-Alat Ukur
7400 | UIW Sulselrabar | 7428 | PLN UP3 Makassar Selatan | 2180 | Gd Ar Mksar Sltn | ZST1 | PLN Stock Materials | 000000002190244 | MTR;KWHE-PR-COM;1P;230V;5-60;1;2W;MINMCB | ZM0219 | BH | NORMAL | 0 | 0 | 0 | 0 | 1003 | HAR-Alat Ukur
7400 | UIW Sulselrabar | 7428 | PLN UP3 Makassar Selatan | 2180 | Gd Ar Mksar Sltn | ZST1 | PLN Stock Materials | 000000002190252 | MTR;kWH E-PR;;3P;230/400V;5-80A;1;;4W | ZM0219 | BH | NORMAL | 6 | 0 | 0 | 0 | 1003 | HAR-Alat Ukur
7400 | UIW Sulselrabar | 7428 | PLN UP3 Makassar Selatan | 2180 | Gd Ar Mksar Sltn | ZST1 | PLN Stock Materials | 000000002190253 | MTR;kWH E;3P;230/400V;5-10A;1;;4W | ZM0219 | BH | PRE-MEMORY | 0 | 0 | 0 | 0 | 1003 | HAR-Alat Ukur
7400 | UIW Sulselrabar | 7428 | PLN UP3 Makassar Selatan | 2180 | Gd Ar Mksar Sltn | ZST1 | PLN Stock Materials | 000000002190253 | MTR;kWH E;3P;230/400V;5-10A;1;;4W | ZM0219 | BH | NORMAL | 229 | 1 | 0 | 0 | 1003 | HAR-Alat Ukur
7400 | UIW Sulselrabar | 7428 | PLN UP3 Makassar Selatan | 2180 | Gd Ar Mksar Sltn | ZST1 | PLN Stock Materials | 000000002190264 | MTR;KWHE;;3P;57/100-240/415;5-10A;0.2S | ZM0219 | BH | NORMAL | 2 | 0 | 0 | 0 | 1003 | HAR-Alat Ukur
7400 | UIW Sulselrabar | 7428 | PLN UP3 Makassar Selatan | 2180 | Gd Ar Mksar Sltn | ZST1 | PLN Stock Materials | 000000002190266 | MTR;KWH E;;3P;57.7V-400V;5A;0.5;;4W | ZM0219 | BH | NORMAL | 0 | 0 | 0 | 0 | 1003 | HAR-Alat Ukur
7400 | UIW Sulselrabar | 7428 | PLN UP3 Makassar Selatan | 2180 | Gd Ar Mksar Sltn | ZST1 | PLN Stock Materials | 000000002190267 | MTR;kWH E;;1P;220/240V;5-100A;1;ST;2W | ZM0219 | BH | NORMAL | 0 | 0 | 0 | 0 | 1003 | HAR-Alat Ukur
7400 | UIW Sulselrabar | 7428 | PLN UP3 Makassar Selatan | 2180 | Gd Ar Mksar Sltn | ZST1 | PLN Stock Materials | 000000002190331 | MTR;kWH M;;3P;230/400V;20-60A;2;ST;4W | ZM0219 | BH | PRE-MEMORY | 0 | 0 | 0 | 0 | 1003 | HAR-Alat Ukur
7400 | UIW Sulselrabar | 7428 | PLN UP3 Makassar Selatan | 2180 | Gd Ar Mksar Sltn | ZST1 | PLN Stock Materials | 000000002190331 | MTR;kWH M;;3P;230/400V;20-60A;2;ST;4W | ZM0219 | BH | NORMAL | 0 | 0 | 0 | 0 | 1003 | HAR-Alat Ukur
7400 | UIW Sulselrabar | 7428 | PLN UP3 Makassar Selatan | 2180 | Gd Ar Mksar Sltn | ZST1 | PLN Stock Materials | 000000002190380 | MTR;kWH M;;1P;230V;5-40A;1;;2W | ZM0219 | BH | NORMAL | 0 | 0 | 0 | 0 | 1003 | HAR-Alat Ukur
7400 | UIW Sulselrabar | 7428 | PLN UP3 Makassar Selatan | 2180 | Gd Ar Mksar Sltn | ZST1 | PLN Stock Materials | 000000002190393 | MTR;kWHE;;3P;58/100-240/415V;5-10;0.5;4W | ZM0219 | BH | NORMAL | 0 | 0 | 0 | 0 | 1002 | HAR-Kabel
7400 | UIW Sulselrabar | 7428 | PLN UP3 Makassar Selatan | 2180 | Gd Ar Mksar Sltn | ZST1 | PLN Stock Materials | 000000002190394 | MTR;kWHE;;3P;58/100-240/415V;5-10;1;4W | ZM0219 | BH | NORMAL | 0 | 0 | 0 | 0 | 1003 | HAR-Alat Ukur
7400 | UIW Sulselrabar | 7428 | PLN UP3 Makassar Selatan | 2180 | Gd Ar Mksar Sltn | ZST1 | PLN Stock Materials | 000000002190438 | MTR;kWHE;;3P;57.7/100V-230/400;5A;0.5;4W | ZM0219 | BH | NORMAL | 92 | 0 | 0 | 0 | 1003 | HAR-Alat Ukur
7400 | UIW Sulselrabar | 7428 | PLN UP3 Makassar Selatan | 2180 | Gd Ar Mksar Sltn | ZST1 | PLN Stock Materials | 000000002190453 | MTR;KWH E;3P;20KV/100V;150-300/5A;0.2;4W | ZM0219 | BH | NORMAL | 0 | 0 | 0 | 0 | 1003 | HAR-Alat Ukur
7400 | UIW Sulselrabar | 7428 | PLN UP3 Makassar Selatan | 2180 | Gd Ar Mksar Sltn | ZST1 | PLN Stock Materials | 000000002190471 | MTR;kWH M;;3P;127/220V;50/100A;;ST;4W | ZM0219 | BH | NORMAL | 0 | 0 | 0 | 0 | 1003 | HAR-Alat Ukur
7400 | UIW Sulselrabar | 7428 | PLN UP3 Makassar Selatan | 2180 | Gd Ar Mksar Sltn | ZST1 | PLN Stock Materials | 000000002190489 | MTR;kWH E-PR;;3P;230/400V;5-60A;1;;4W | ZM0219 | BH | PRE-MEMORY | 0 | 0 | 0 | 0 | 1003 | HAR-Alat Ukur
7400 | UIW Sulselrabar | 7428 | PLN UP3 Makassar Selatan | 2180 | Gd Ar Mksar Sltn | ZST1 | PLN Stock Materials | 000000002190489 | MTR;kWH E-PR;;3P;230/400V;5-60A;1;;4W | ZM0219 | BH | NORMAL | 0 | 0 | 0 | 0 | 1003 | HAR-Alat Ukur
7400 | UIW Sulselrabar | 7428 | PLN UP3 Makassar Selatan | 2180 | Gd Ar Mksar Sltn | ZST1 | PLN Stock Materials | 000000002190593 | MTR;KWH E-PR-TWO WAYS;1P;230V;5-60A;1;2W | ZM0219 | BH | NORMAL | 0 | 0 | 0 | 0 | 1003 | HAR-Alat Ukur
7400 | UIW Sulselrabar | 7428 | PLN UP3 Makassar Selatan | 2180 | Gd Ar Mksar Sltn | ZST1 | PLN Stock Materials | 000000002190822 | MTR;SPLU;PR;1P;230V;5-60A;1;;2W | ZM0219 | BH | NORMAL | 33 | 0 | 0 | 0 | 1003 | HAR-Alat Ukur
7400 | UIW Sulselrabar | 7428 | PLN UP3 Makassar Selatan | 2180 | Gd Ar Mksar Sltn | ZST1 | PLN Stock Materials | 000000002200004 | MTR ACC;SEGEL PLASTIC | ZM0220 | BH | PRE-MEMORY | 0 | 0 | 0 | 0 | 1003 | HAR-Alat Ukur
7400 | UIW Sulselrabar | 7428 | PLN UP3 Makassar Selatan | 2180 | Gd Ar Mksar Sltn | ZST1 | PLN Stock Materials | 000000002200004 | MTR ACC;SEGEL PLASTIC | ZM0220 | BH | NORMAL | 0 | 0 | 0 | 0 | 1003 | HAR-Alat Ukur
7400 | UIW Sulselrabar | 7428 | PLN UP3 Makassar Selatan | 2180 | Gd Ar Mksar Sltn | ZST1 | PLN Stock Materials | 000000002200016 | MTR ACC;SEGEL PUTAR PLASTIC | ZM0220 | BH | PRE-MEMORY | 0 | 0 | 0 | 0 | 1003 | HAR-Alat Ukur
7400 | UIW Sulselrabar | 7428 | PLN UP3 Makassar Selatan | 2180 | Gd Ar Mksar Sltn | ZST1 | PLN Stock Materials | 000000002200016 | MTR ACC;SEGEL PUTAR PLASTIC | ZM0220 | BH | NORMAL | 0 | 0 | 0 | 0 | 1003 | HAR-Alat Ukur
7400 | UIW Sulselrabar | 7428 | PLN UP3 Makassar Selatan | 2180 | Gd Ar Mksar Sltn | ZST1 | PLN Stock Materials | 000000002200023 | MTR ACC;MODEM GSM/56KBPS | ZM0220 | BH | NORMAL | 0 | 0 | 0 | 0 | 1003 | HAR-Alat Ukur
7400 | UIW Sulselrabar | 7428 | PLN UP3 Makassar Selatan | 2180 | Gd Ar Mksar Sltn | ZST1 | PLN Stock Materials | 000000002200024 | MTR ACC;SELECTOR SWITCH | ZM0220 | BH | NORMAL | 0 | 0 | 0 | 0 | 1003 | HAR-Alat Ukur
7400 | UIW Sulselrabar | 7428 | PLN UP3 Makassar Selatan | 2180 | Gd Ar Mksar Sltn | ZST1 | PLN Stock Materials | 000000002200029 | MTR ACC;KAWAT SEGEL | ZM0220 | KG | NORMAL | 0 | 0 | 0 | 0 | 1003 | HAR-Alat Ukur
7400 | UIW Sulselrabar | 7428 | PLN UP3 Makassar Selatan | 2180 | Gd Ar Mksar Sltn | ZST1 | PLN Stock Materials | 000000002200060 | MTR ACC;HAND HOLD | ZM0220 | BH | NORMAL | 0 | 0 | 0 | 0 | 1003 | HAR-Alat Ukur
7400 | UIW Sulselrabar | 7428 | PLN UP3 Makassar Selatan | 2180 | Gd Ar Mksar Sltn | ZST1 | PLN Stock Materials | 000000002200061 | MTR ACC;MATRIK SEGEL | ZM0220 | BH | NORMAL | 0 | 0 | 0 | 0 | 1003 | HAR-Alat Ukur
7400 | UIW Sulselrabar | 7428 | PLN UP3 Makassar Selatan | 2180 | Gd Ar Mksar Sltn | ZST1 | PLN Stock Materials | 000000002200063 | MTR ACC;TUTUP OK TRANSPARAN TP II | ZM0220 | BH | HAPUS | 0 | 0 | 0 | 0 | 1021 | HAR-Material Utk Dihapus
7400 | UIW Sulselrabar | 7428 | PLN UP3 Makassar Selatan | 2180 | Gd Ar Mksar Sltn | ZST1 | PLN Stock Materials | 000000002200091 | MTR ACC;MODEM AMR GSM/GPRS | ZM0220 | BH | NORMAL | 1 | 1 | 0 | 0 | 1003 | HAR-Alat Ukur
7400 | UIW Sulselrabar | 7428 | PLN UP3 Makassar Selatan | 2180 | Gd Ar Mksar Sltn | ZST1 | PLN Stock Materials | 000000002230111 | CLAMP;H;AL;70-150/120-240mm2;PRS | ZM0223 | BH | NORMAL | 0 | 0 | 0 | 0 | 1001 | HAR-Switchgear&Jaringan
7400 | UIW Sulselrabar | 7428 | PLN UP3 Makassar Selatan | 2180 | Gd Ar Mksar Sltn | ZST1 | PLN Stock Materials | 000000002230168 | CLAMP;STALL DRAAD;;50mm2; | ZM0223 | BH | HAPUS | 0 | 0 | 0 | 0 | 1021 | HAR-Material Utk Dihapus
7400 | UIW Sulselrabar | 7428 | PLN UP3 Makassar Selatan | 2180 | Gd Ar Mksar Sltn | ZST1 | PLN Stock Materials | 000000002230194 | CLAMP;LLC;AL;35-70mm2;BOLT | ZM0223 | BH | NORMAL | 0 | 0 | 0 | 0 | 1001 | HAR-Switchgear&Jaringan
7400 | UIW Sulselrabar | 7428 | PLN UP3 Makassar Selatan | 2180 | Gd Ar Mksar Sltn | ZST1 | PLN Stock Materials | 000000002230195 | CLAMP;LLC;AL;70-150mm2;BOLT | ZM0223 | BH | NORMAL | 0 | 0 | 0 | 0 | 1001 | HAR-Switchgear&Jaringan
7400 | UIW Sulselrabar | 7428 | PLN UP3 Makassar Selatan | 2180 | Gd Ar Mksar Sltn | ZST1 | PLN Stock Materials | 000000002240002 | FUSE;20/24kV;16A;TUBE;D24mm | ZM0224 | BH | NORMAL | 0 | 0 | 0 | 0 | 1001 | HAR-Switchgear&Jaringan
7400 | UIW Sulselrabar | 7428 | PLN UP3 Makassar Selatan | 2180 | Gd Ar Mksar Sltn | ZST1 | PLN Stock Materials | 000000002240004 | FUSE;20/24kV;25A;TUBE;D24mm | ZM0224 | BH | NORMAL | 0 | 0 | 0 | 0 | 1001 | HAR-Switchgear&Jaringan
7400 | UIW Sulselrabar | 7428 | PLN UP3 Makassar Selatan | 2180 | Gd Ar Mksar Sltn | ZST1 | PLN Stock Materials | 000000002240008 | FUSE;20/24kV;32A;TUBE;D24mm | ZM0224 | BH | NORMAL | 0 | 0 | 0 | 0 | 1001 | HAR-Switchgear&Jaringan
7400 | UIW Sulselrabar | 7428 | PLN UP3 Makassar Selatan | 2180 | Gd Ar Mksar Sltn | ZST1 | PLN Stock Materials | 000000002240010 | FUSE;20/24kV;40A;TUBE;D24mm | ZM0224 | BH | NORMAL | 0 | 0 | 0 | 0 | 1001 | HAR-Switchgear&Jaringan
7400 | UIW Sulselrabar | 7428 | PLN UP3 Makassar Selatan | 2180 | Gd Ar Mksar Sltn | ZST1 | PLN Stock Materials | 000000002240016 | FUSE;20/24kV;63A;TUBE;D24mm | ZM0224 | BH | NORMAL | 0 | 0 | 0 | 0 | 1001 | HAR-Switchgear&Jaringan
7400 | UIW Sulselrabar | 7428 | PLN UP3 Makassar Selatan | 2180 | Gd Ar Mksar Sltn | ZST1 | PLN Stock Materials | 000000002240018 | FUSE;20/24kV;6A;TUBE;D24mm | ZM0224 | BH | NORMAL | 0 | 0 | 0 | 0 | 1001 | HAR-Switchgear&Jaringan
7400 | UIW Sulselrabar | 7428 | PLN UP3 Makassar Selatan | 2180 | Gd Ar Mksar Sltn | ZST1 | PLN Stock Materials | 000000002240024 | FUSE;380/220V;100A;SQUARE;1 | ZM0224 | BH | NORMAL | 0 | 0 | 0 | 0 | 1001 | HAR-Switchgear&Jaringan
7400 | UIW Sulselrabar | 7428 | PLN UP3 Makassar Selatan | 2180 | Gd Ar Mksar Sltn | ZST1 | PLN Stock Materials | 000000002240029 | FUSE;380/220V;125A;SQUARE;1 | ZM0224 | BH | NORMAL | 0 | 0 | 0 | 0 | 1001 | HAR-Switchgear&Jaringan
7400 | UIW Sulselrabar | 7428 | PLN UP3 Makassar Selatan | 2180 | Gd Ar Mksar Sltn | ZST1 | PLN Stock Materials | 000000002240035 | FUSE;380/220V;160A;SQUARE;1 | ZM0224 | BH | NORMAL | 0 | 0 | 0 | 0 | 1001 | HAR-Switchgear&Jaringan
7400 | UIW Sulselrabar | 7428 | PLN UP3 Makassar Selatan | 2180 | Gd Ar Mksar Sltn | ZST1 | PLN Stock Materials | 000000002240038 | FUSE;380/220V;200A;SQUARE;1 | ZM0224 | BH | NORMAL | 0 | 0 | 0 | 0 | 1001 | HAR-Switchgear&Jaringan
7400 | UIW Sulselrabar | 7428 | PLN UP3 Makassar Selatan | 2180 | Gd Ar Mksar Sltn | ZST1 | PLN Stock Materials | 000000002240044 | FUSE;380/220V;250A;SQUARE;1 | ZM0224 | BH | PRE-MEMORY | 0 | 0 | 0 | 0 | 1001 | HAR-Switchgear&Jaringan
7400 | UIW Sulselrabar | 7428 | PLN UP3 Makassar Selatan | 2180 | Gd Ar Mksar Sltn | ZST1 | PLN Stock Materials | 000000002240044 | FUSE;380/220V;250A;SQUARE;1 | ZM0224 | BH | NORMAL | 3026 | 0 | 0 | 0 | 1001 | HAR-Switchgear&Jaringan
7400 | UIW Sulselrabar | 7428 | PLN UP3 Makassar Selatan | 2180 | Gd Ar Mksar Sltn | ZST1 | PLN Stock Materials | 000000002240048 | FUSE;380/220V;300A;SQUARE;2 | ZM0224 | BH | PRE-MEMORY | 0 | 0 | 0 | 0 | 1001 | HAR-Switchgear&Jaringan
7400 | UIW Sulselrabar | 7428 | PLN UP3 Makassar Selatan | 2180 | Gd Ar Mksar Sltn | ZST1 | PLN Stock Materials | 000000002240048 | FUSE;380/220V;300A;SQUARE;2 | ZM0224 | BH | NORMAL | 1490 | 0 | 0 | 0 | 1001 | HAR-Switchgear&Jaringan
7400 | UIW Sulselrabar | 7428 | PLN UP3 Makassar Selatan | 2180 | Gd Ar Mksar Sltn | ZST1 | PLN Stock Materials | 000000002240049 | FUSE;380/220V;315A;SQUARE;2 | ZM0224 | BH | PRE-MEMORY | 0 | 0 | 0 | 0 | 1001 | HAR-Switchgear&Jaringan
7400 | UIW Sulselrabar | 7428 | PLN UP3 Makassar Selatan | 2180 | Gd Ar Mksar Sltn | ZST1 | PLN Stock Materials | 000000002240049 | FUSE;380/220V;315A;SQUARE;2 | ZM0224 | BH | NORMAL | 1503 | 0 | 0 | 0 | 1001 | HAR-Switchgear&Jaringan
7400 | UIW Sulselrabar | 7428 | PLN UP3 Makassar Selatan | 2180 | Gd Ar Mksar Sltn | ZST1 | PLN Stock Materials | 000000002240050 | FUSE;380/220V;355A;SQUARE;2 | ZM0224 | BH | PRE-MEMORY | 0 | 0 | 0 | 0 | 1001 | HAR-Switchgear&Jaringan
7400 | UIW Sulselrabar | 7428 | PLN UP3 Makassar Selatan | 2180 | Gd Ar Mksar Sltn | ZST1 | PLN Stock Materials | 000000002240050 | FUSE;380/220V;355A;SQUARE;2 | ZM0224 | BH | NORMAL | 0 | 0 | 0 | 0 | 1001 | HAR-Switchgear&Jaringan
7400 | UIW Sulselrabar | 7428 | PLN UP3 Makassar Selatan | 2180 | Gd Ar Mksar Sltn | ZST1 | PLN Stock Materials | 000000002240052 | FUSE;380/220V;35A;SQUARE;0 | ZM0224 | BH | NORMAL | 0 | 0 | 0 | 0 | 1001 | HAR-Switchgear&Jaringan
7400 | UIW Sulselrabar | 7428 | PLN UP3 Makassar Selatan | 2180 | Gd Ar Mksar Sltn | ZST1 | PLN Stock Materials | 000000002240055 | FUSE;380/220V;400A;SQUARE;2 | ZM0224 | BH | NORMAL | 0 | 0 | 0 | 0 | 1001 | HAR-Switchgear&Jaringan
7400 | UIW Sulselrabar | 7428 | PLN UP3 Makassar Selatan | 2180 | Gd Ar Mksar Sltn | ZST1 | PLN Stock Materials | 000000002240067 | FUSE;380/220V;63A;SQUARE;1 | ZM0224 | BH | NORMAL | 2152 | 0 | 0 | 0 | 1001 | HAR-Switchgear&Jaringan
7400 | UIW Sulselrabar | 7428 | PLN UP3 Makassar Selatan | 2180 | Gd Ar Mksar Sltn | ZST1 | PLN Stock Materials | 000000002240072 | FUSE;380/220V;80A;SQUARE;1 | ZM0224 | BH | PRE-MEMORY | 0 | 0 | 0 | 0 | 1001 | HAR-Switchgear&Jaringan
7400 | UIW Sulselrabar | 7428 | PLN UP3 Makassar Selatan | 2180 | Gd Ar Mksar Sltn | ZST1 | PLN Stock Materials | 000000002240072 | FUSE;380/220V;80A;SQUARE;1 | ZM0224 | BH | NORMAL | 3464 | 0 | 0 | 0 | 1001 | HAR-Switchgear&Jaringan
7400 | UIW Sulselrabar | 7428 | PLN UP3 Makassar Selatan | 2180 | Gd Ar Mksar Sltn | ZST1 | PLN Stock Materials | 000000002240074 | FUSE;20/24kV;10A;TUBE;D21mm | ZM0224 | BH | NORMAL | 0 | 0 | 0 | 0 | 1001 | HAR-Switchgear&Jaringan
7400 | UIW Sulselrabar | 7428 | PLN UP3 Makassar Selatan | 2180 | Gd Ar Mksar Sltn | ZST1 | PLN Stock Materials | 000000002240077 | FUSE;20/24kV;20A;TUBE;D24mm | ZM0224 | BH | NORMAL | 0 | 0 | 0 | 0 | 1001 | HAR-Switchgear&Jaringan
7400 | UIW Sulselrabar | 7428 | PLN UP3 Makassar Selatan | 2180 | Gd Ar Mksar Sltn | ZST1 | PLN Stock Materials | 000000002240113 | FUSE;380/220V;250A;SQUARE;2 | ZM0224 | BH | PRE-MEMORY | 0 | 0 | 0 | 0 | 1001 | HAR-Switchgear&Jaringan
7400 | UIW Sulselrabar | 7428 | PLN UP3 Makassar Selatan | 2180 | Gd Ar Mksar Sltn | ZST1 | PLN Stock Materials | 000000002240113 | FUSE;380/220V;250A;SQUARE;2 | ZM0224 | BH | NORMAL | 0 | 0 | 0 | 0 | 1001 | HAR-Switchgear&Jaringan
7400 | UIW Sulselrabar | 7428 | PLN UP3 Makassar Selatan | 2180 | Gd Ar Mksar Sltn | ZST1 | PLN Stock Materials | 000000002240118 | FUSE;380/220V;63A;SQUARE;2 | ZM0224 | BH | PRE-MEMORY | 0 | 0 | 0 | 0 | 1001 | HAR-Switchgear&Jaringan
7400 | UIW Sulselrabar | 7428 | PLN UP3 Makassar Selatan | 2180 | Gd Ar Mksar Sltn | ZST1 | PLN Stock Materials | 000000002240118 | FUSE;380/220V;63A;SQUARE;2 | ZM0224 | BH | NORMAL | 0 | 0 | 0 | 0 | 1001 | HAR-Switchgear&Jaringan
7400 | UIW Sulselrabar | 7428 | PLN UP3 Makassar Selatan | 2180 | Gd Ar Mksar Sltn | ZST1 | PLN Stock Materials | 000000002240119 | FUSE;380/220V;80A;SQUARE;2 | ZM0224 | BH | PRE-MEMORY | 0 | 0 | 0 | 0 | 1001 | HAR-Switchgear&Jaringan
7400 | UIW Sulselrabar | 7428 | PLN UP3 Makassar Selatan | 2180 | Gd Ar Mksar Sltn | ZST1 | PLN Stock Materials | 000000002240119 | FUSE;380/220V;80A;SQUARE;2 | ZM0224 | BH | NORMAL | 0 | 0 | 0 | 0 | 1001 | HAR-Switchgear&Jaringan
7400 | UIW Sulselrabar | 7428 | PLN UP3 Makassar Selatan | 2180 | Gd Ar Mksar Sltn | ZST1 | PLN Stock Materials | 000000002240120 | FUSE;380/220V;100A;SQUARE;2 | ZM0224 | BH | PRE-MEMORY | 0 | 0 | 0 | 0 | 1001 | HAR-Switchgear&Jaringan
7400 | UIW Sulselrabar | 7428 | PLN UP3 Makassar Selatan | 2180 | Gd Ar Mksar Sltn | ZST1 | PLN Stock Materials | 000000002240120 | FUSE;380/220V;100A;SQUARE;2 | ZM0224 | BH | NORMAL | 1795 | 0 | 0 | 0 | 1001 | HAR-Switchgear&Jaringan
7400 | UIW Sulselrabar | 7428 | PLN UP3 Makassar Selatan | 2180 | Gd Ar Mksar Sltn | ZST1 | PLN Stock Materials | 000000002240121 | FUSE;380/220V;125A;SQUARE;2 | ZM0224 | BH | PRE-MEMORY | 0 | 0 | 0 | 0 | 1001 | HAR-Switchgear&Jaringan
7400 | UIW Sulselrabar | 7428 | PLN UP3 Makassar Selatan | 2180 | Gd Ar Mksar Sltn | ZST1 | PLN Stock Materials | 000000002240121 | FUSE;380/220V;125A;SQUARE;2 | ZM0224 | BH | NORMAL | 2465 | 0 | 0 | 0 | 1001 | HAR-Switchgear&Jaringan
7400 | UIW Sulselrabar | 7428 | PLN UP3 Makassar Selatan | 2180 | Gd Ar Mksar Sltn | ZST1 | PLN Stock Materials | 000000002240122 | FUSE;380/220V;160A;SQUARE;2 | ZM0224 | BH | PRE-MEMORY | 0 | 0 | 0 | 0 | 1001 | HAR-Switchgear&Jaringan
7400 | UIW Sulselrabar | 7428 | PLN UP3 Makassar Selatan | 2180 | Gd Ar Mksar Sltn | ZST1 | PLN Stock Materials | 000000002240122 | FUSE;380/220V;160A;SQUARE;2 | ZM0224 | BH | NORMAL | 2263 | 0 | 0 | 0 | 1001 | HAR-Switchgear&Jaringan
7400 | UIW Sulselrabar | 7428 | PLN UP3 Makassar Selatan | 2180 | Gd Ar Mksar Sltn | ZST1 | PLN Stock Materials | 000000002240123 | FUSE;380/220V;200A;SQUARE;2 | ZM0224 | BH | PRE-MEMORY | 0 | 0 | 0 | 0 | 1001 | HAR-Switchgear&Jaringan
7400 | UIW Sulselrabar | 7428 | PLN UP3 Makassar Selatan | 2180 | Gd Ar Mksar Sltn | ZST1 | PLN Stock Materials | 000000002240123 | FUSE;380/220V;200A;SQUARE;2 | ZM0224 | BH | NORMAL | 3172 | 0 | 0 | 0 | 1001 | HAR-Switchgear&Jaringan
7400 | UIW Sulselrabar | 7428 | PLN UP3 Makassar Selatan | 2180 | Gd Ar Mksar Sltn | ZST1 | PLN Stock Materials | 000000002240124 | FUSE;380/220V;225A;SQUARE;2 | ZM0224 | BH | PRE-MEMORY | 0 | 0 | 0 | 0 | 1001 | HAR-Switchgear&Jaringan
7400 | UIW Sulselrabar | 7428 | PLN UP3 Makassar Selatan | 2180 | Gd Ar Mksar Sltn | ZST1 | PLN Stock Materials | 000000002240124 | FUSE;380/220V;225A;SQUARE;2 | ZM0224 | BH | NORMAL | 0 | 0 | 0 | 0 | 1001 | HAR-Switchgear&Jaringan
7400 | UIW Sulselrabar | 7428 | PLN UP3 Makassar Selatan | 2180 | Gd Ar Mksar Sltn | ZST1 | PLN Stock Materials | 000000002240125 | FUSE;380/220V;350A;SQUARE;2 | ZM0224 | BH | PRE-MEMORY | 0 | 0 | 0 | 0 | 1001 | HAR-Switchgear&Jaringan
7400 | UIW Sulselrabar | 7428 | PLN UP3 Makassar Selatan | 2180 | Gd Ar Mksar Sltn | ZST1 | PLN Stock Materials | 000000002240125 | FUSE;380/220V;350A;SQUARE;2 | ZM0224 | BH | NORMAL | 0 | 0 | 0 | 0 | 1001 | HAR-Switchgear&Jaringan
7400 | UIW Sulselrabar | 7428 | PLN UP3 Makassar Selatan | 2180 | Gd Ar Mksar Sltn | ZST1 | PLN Stock Materials | 000000002240147 | FUSE;380/220V;300A;WIRE;125mm | ZM0224 | BH | NORMAL | 0 | 0 | 0 | 0 | 1001 | HAR-Switchgear&Jaringan
7400 | UIW Sulselrabar | 7428 | PLN UP3 Makassar Selatan | 2180 | Gd Ar Mksar Sltn | ZST1 | PLN Stock Materials | 000000002240152 | FUSE;20/24kV;20A;TUBE;D21mm | ZM0224 | BH | NORMAL | 0 | 0 | 0 | 0 | 1001 | HAR-Switchgear&Jaringan
7400 | UIW Sulselrabar | 7428 | PLN UP3 Makassar Selatan | 2180 | Gd Ar Mksar Sltn | ZST1 | PLN Stock Materials | 000000002240192 | FUSE;20/24kV;50A;TUBE; | ZM0224 | BH | NORMAL | 0 | 0 | 0 | 0 | 1001 | HAR-Switchgear&Jaringan
7400 | UIW Sulselrabar | 7428 | PLN UP3 Makassar Selatan | 2180 | Gd Ar Mksar Sltn | ZST1 | PLN Stock Materials | 000000002240193 | FUSE;20/24kV;50A;TUBE;D24mm | ZM0224 | BH | NORMAL | 0 | 0 | 0 | 0 | 1001 | HAR-Switchgear&Jaringan
7400 | UIW Sulselrabar | 7428 | PLN UP3 Makassar Selatan | 2180 | Gd Ar Mksar Sltn | ZST1 | PLN Stock Materials | 000000002240210 | FUSE;20/24KV;100A;TUBE;D24MM | ZM0224 | BH | NORMAL | 0 | 0 | 0 | 0 | 1001 | HAR-Switchgear&Jaringan
7400 | UIW Sulselrabar | 7428 | PLN UP3 Makassar Selatan | 2180 | Gd Ar Mksar Sltn | ZST1 | PLN Stock Materials | 000000003030030 | POLE;STEEL;20kV;CIRCL;11m;200daN;; | ZM0303 | BTG | PRE-MEMORY | 0 | 0 | 0 | 0 | 1004 | HAR-Menara&Tiang
7400 | UIW Sulselrabar | 7428 | PLN UP3 Makassar Selatan | 2180 | Gd Ar Mksar Sltn | ZST1 | PLN Stock Materials | 000000003030030 | POLE;STEEL;20kV;CIRCL;11m;200daN;; | ZM0303 | BTG | NORMAL | 0 | 0 | 0 | 0 | 1004 | HAR-Menara&Tiang
7400 | UIW Sulselrabar | 7428 | PLN UP3 Makassar Selatan | 2180 | Gd Ar Mksar Sltn | ZST1 | PLN Stock Materials | 000000003030035 | POLE;STEEL;20kV;CIRCL;13m;200daN;; | ZM0303 | BTG | NORMAL | 0 | 0 | 0 | 0 | 1004 | HAR-Menara&Tiang
7400 | UIW Sulselrabar | 7428 | PLN UP3 Makassar Selatan | 2180 | Gd Ar Mksar Sltn | ZST1 | PLN Stock Materials | 000000003030036 | POLE;STEEL;20kV;CIRCL;13m;350daN;; | ZM0303 | BTG | NORMAL | 0 | 0 | 0 | 0 | 1004 | HAR-Menara&Tiang
7400 | UIW Sulselrabar | 7428 | PLN UP3 Makassar Selatan | 2180 | Gd Ar Mksar Sltn | ZST1 | PLN Stock Materials | 000000003030040 | POLE;STEEL;220V;CIRCL;9m;156daN;; | ZM0303 | BTG | NORMAL | 0 | 0 | 0 | 0 | 1004 | HAR-Menara&Tiang
7400 | UIW Sulselrabar | 7428 | PLN UP3 Makassar Selatan | 2180 | Gd Ar Mksar Sltn | ZST1 | PLN Stock Materials | 000000003030041 | POLE;STEEL;220V;CIRCL;9m;200daN;; | ZM0303 | BTG | NORMAL | 27 | 0 | 0 | 0 | 1004 | HAR-Menara&Tiang
7400 | UIW Sulselrabar | 7428 | PLN UP3 Makassar Selatan | 2180 | Gd Ar Mksar Sltn | ZST1 | PLN Stock Materials | 000000003030101 | POLE;STEEL;20kV;CIRCL;12m;200daN; | ZM0303 | BTG | NORMAL | 0 | 0 | 0 | 0 | 1004 | HAR-Menara&Tiang
7400 | UIW Sulselrabar | 7428 | PLN UP3 Makassar Selatan | 2180 | Gd Ar Mksar Sltn | ZST1 | PLN Stock Materials | 000000003040010 | POLE ACC;PVC ZADEL 3/4 IN | ZM0304 | M | NORMAL | 0 | 0 | 0 | 0 | 1004 | HAR-Menara&Tiang
7400 | UIW Sulselrabar | 7428 | PLN UP3 Makassar Selatan | 2180 | Gd Ar Mksar Sltn | ZST1 | PLN Stock Materials | 000000003040024 | POLE ACC;ANCHOR ROD 5/8"X8FT | ZM0304 | BH | NORMAL | 0 | 0 | 0 | 0 | 1004 | HAR-Menara&Tiang
7400 | UIW Sulselrabar | 7428 | PLN UP3 Makassar Selatan | 2180 | Gd Ar Mksar Sltn | ZST1 | PLN Stock Materials | 000000003040035 | POLE ACC;CR ARM UNP100X50X6X2000mm GALV | ZM0304 | BH | PRE-MEMORY | 0 | 0 | 0 | 0 | 1004 | HAR-Menara&Tiang
7400 | UIW Sulselrabar | 7428 | PLN UP3 Makassar Selatan | 2180 | Gd Ar Mksar Sltn | ZST1 | PLN Stock Materials | 000000003040035 | POLE ACC;CR ARM UNP100X50X6X2000mm GALV | ZM0304 | BH | NORMAL | 0 | 0 | 0 | 0 | 1004 | HAR-Menara&Tiang
7400 | UIW Sulselrabar | 7428 | PLN UP3 Makassar Selatan | 2180 | Gd Ar Mksar Sltn | ZST1 | PLN Stock Materials | 000000003040045 | POLE ACC;BOLT NUT & WASHER 5/8" | ZM0304 | BH | PRE-MEMORY | 0 | 0 | 0 | 0 | 1004 | HAR-Menara&Tiang
7400 | UIW Sulselrabar | 7428 | PLN UP3 Makassar Selatan | 2180 | Gd Ar Mksar Sltn | ZST1 | PLN Stock Materials | 000000003040045 | POLE ACC;BOLT NUT & WASHER 5/8" | ZM0304 | BH | NORMAL | 362 | 0 | 0 | 0 | 1004 | HAR-Menara&Tiang
7400 | UIW Sulselrabar | 7428 | PLN UP3 Makassar Selatan | 2180 | Gd Ar Mksar Sltn | ZST1 | PLN Stock Materials | 000000003040054 | POLE ACC;BOLT DOUBLE ARMING 5/8"x14" | ZM0304 | BH | NORMAL | 0 | 0 | 0 | 0 | 1004 | HAR-Menara&Tiang
7400 | UIW Sulselrabar | 7428 | PLN UP3 Makassar Selatan | 2180 | Gd Ar Mksar Sltn | ZST1 | PLN Stock Materials | 000000003040062 | POLE ACC;BOLT SINGLE UPSET 5/8"X12" | ZM0304 | BH | NORMAL | 0 | 0 | 0 | 0 | 1004 | HAR-Menara&Tiang
7400 | UIW Sulselrabar | 7428 | PLN UP3 Makassar Selatan | 2180 | Gd Ar Mksar Sltn | ZST1 | PLN Stock Materials | 000000003040098 | POLE ACC;CLAMP GROUND ROD 5/8" | ZM0304 | BH | NORMAL | 0 | 0 | 0 | 0 | 1004 | HAR-Menara&Tiang
7400 | UIW Sulselrabar | 7428 | PLN UP3 Makassar Selatan | 2180 | Gd Ar Mksar Sltn | ZST1 | PLN Stock Materials | 000000003040119 | POLE ACC;NUT THIMBLE EYE 5/8" | ZM0304 | BH | NORMAL | 0 | 0 | 0 | 0 | 1004 | HAR-Menara&Tiang
7400 | UIW Sulselrabar | 7428 | PLN UP3 Makassar Selatan | 2180 | Gd Ar Mksar Sltn | ZST1 | PLN Stock Materials | 000000003040188 | POLE ACC;STAINLESS STEEL STRAP | ZM0304 | M | NORMAL | 0 | 0 | 0 | 0 | 1004 | HAR-Menara&Tiang
7400 | UIW Sulselrabar | 7428 | PLN UP3 Makassar Selatan | 2180 | Gd Ar Mksar Sltn | ZST1 | PLN Stock Materials | 000000003040199 | POLE ACC;U UNION ZADEL 5/8" | ZM0304 | BH | NORMAL | 11664.32 | 0 | 0 | 0 | 1004 | HAR-Menara&Tiang
7400 | UIW Sulselrabar | 7428 | PLN UP3 Makassar Selatan | 2180 | Gd Ar Mksar Sltn | ZST1 | PLN Stock Materials | 000000003040200 | POLE ACC;YOKES STAINLESS STEEL STRAP | ZM0304 | BH | HAPUS | 0 | 0 | 0 | 0 | 1021 | HAR-Material Utk Dihapus
7400 | UIW Sulselrabar | 7428 | PLN UP3 Makassar Selatan | 2180 | Gd Ar Mksar Sltn | ZST1 | PLN Stock Materials | 000000003040245 | POLE ACC;CR ARM UNP100X50X5X2000mm GALV | ZM0304 | BH | PRE-MEMORY | 0 | 0 | 0 | 0 | 1004 | HAR-Menara&Tiang
7400 | UIW Sulselrabar | 7428 | PLN UP3 Makassar Selatan | 2180 | Gd Ar Mksar Sltn | ZST1 | PLN Stock Materials | 000000003040245 | POLE ACC;CR ARM UNP100X50X5X2000mm GALV | ZM0304 | BH | HAPUS | 0 | 0 | 0 | 0 | 1021 | HAR-Material Utk Dihapus
7400 | UIW Sulselrabar | 7428 | PLN UP3 Makassar Selatan | 2180 | Gd Ar Mksar Sltn | ZST1 | PLN Stock Materials | 000000003040246 | POLE ACC;CR ARM UNP100X50X5X2500mm GALV | ZM0304 | BH | PRE-MEMORY | 0 | 0 | 0 | 0 | 1004 | HAR-Menara&Tiang
7400 | UIW Sulselrabar | 7428 | PLN UP3 Makassar Selatan | 2180 | Gd Ar Mksar Sltn | ZST1 | PLN Stock Materials | 000000003040249 | POLE ACC;CR ARM UNP80X50X5X2000mm GALV | ZM0304 | BH | PRE-MEMORY | 0 | 0 | 0 | 0 | 1004 | HAR-Menara&Tiang
7400 | UIW Sulselrabar | 7428 | PLN UP3 Makassar Selatan | 2180 | Gd Ar Mksar Sltn | ZST1 | PLN Stock Materials | 000000003040251 | POLE ACC;CR ARM UNP80X50X5X600mm GALV | ZM0304 | BH | NORMAL | 0 | 0 | 0 | 0 | 1004 | HAR-Menara&Tiang
7400 | UIW Sulselrabar | 7428 | PLN UP3 Makassar Selatan | 2180 | Gd Ar Mksar Sltn | ZST1 | PLN Stock Materials | 000000003040253 | POLE ACC;GUY INSULATOR LV | ZM0304 | BH | NORMAL | 0 | 0 | 0 | 0 | 1004 | HAR-Menara&Tiang
7400 | UIW Sulselrabar | 7428 | PLN UP3 Makassar Selatan | 2180 | Gd Ar Mksar Sltn | ZST1 | PLN Stock Materials | 000000003040254 | POLE ACC;GUY INSULATOR MV | ZM0304 | BH | NORMAL | 0 | 0 | 0 | 0 | 1004 | HAR-Menara&Tiang
7400 | UIW Sulselrabar | 7428 | PLN UP3 Makassar Selatan | 2180 | Gd Ar Mksar Sltn | ZST1 | PLN Stock Materials | 000000003040256 | POLE ACC;GUY WIRE BLOCK 500X500X100mm | ZM0304 | BH | NORMAL | 0 | 0 | 0 | 0 | 1004 | HAR-Menara&Tiang
7400 | UIW Sulselrabar | 7428 | PLN UP3 Makassar Selatan | 2180 | Gd Ar Mksar Sltn | ZST1 | PLN Stock Materials | 000000003040303 | POLE ACC;SPANSCHROEVEN 5/8" | ZM0304 | BH | NORMAL | 0 | 0 | 0 | 0 | 1004 | HAR-Menara&Tiang
7400 | UIW Sulselrabar | 7428 | PLN UP3 Makassar Selatan | 2180 | Gd Ar Mksar Sltn | ZST1 | PLN Stock Materials | 000000003040305 | POLE ACC;STAINLESS STEEL STRAP 20X0.7mm | ZM0304 | M | NORMAL | 0 | 0 | 0 | 0 | 1004 | HAR-Menara&Tiang
7400 | UIW Sulselrabar | 7428 | PLN UP3 Makassar Selatan | 2180 | Gd Ar Mksar Sltn | ZST1 | PLN Stock Materials | 000000003040309 | POLE ACC;STEEL WIRE GALV 70mm2 | ZM0304 | M | NORMAL | 0 | 0 | 0 | 0 | 1004 | HAR-Menara&Tiang
7400 | UIW Sulselrabar | 7428 | PLN UP3 Makassar Selatan | 2180 | Gd Ar Mksar Sltn | ZST1 | PLN Stock Materials | 000000003040313 | POLE ACC;THIMBLE 22mm2 | ZM0304 | BH | NORMAL | 0 | 0 | 0 | 0 | 1004 | HAR-Menara&Tiang
7400 | UIW Sulselrabar | 7428 | PLN UP3 Makassar Selatan | 2180 | Gd Ar Mksar Sltn | ZST1 | PLN Stock Materials | 000000003040322 | POLE ACC;WIRE CLIPS 3/4" | ZM0304 | BH | NORMAL | 0 | 0 | 0 | 0 | 1004 | HAR-Menara&Tiang
7400 | UIW Sulselrabar | 7428 | PLN UP3 Makassar Selatan | 2180 | Gd Ar Mksar Sltn | ZST1 | PLN Stock Materials | 000000003040324 | POLE ACC;YOKES/STOPING BUCKLE | ZM0304 | BH | NORMAL | 4677.304 | 0 | 0 | 0 | 1004 | HAR-Menara&Tiang
7400 | UIW Sulselrabar | 7428 | PLN UP3 Makassar Selatan | 2180 | Gd Ar Mksar Sltn | ZST1 | PLN Stock Materials | 000000003040331 | POLE ACC;STEEL WIRE GALV 35mm2 | ZM0304 | M | NORMAL | 0 | 0 | 0 | 0 | 1004 | HAR-Menara&Tiang
7400 | UIW Sulselrabar | 7428 | PLN UP3 Makassar Selatan | 2180 | Gd Ar Mksar Sltn | ZST1 | PLN Stock Materials | 000000003040421 | POLE ACC;ARM BAND DOUBLE 8"-3" | ZM0304 | BH | NORMAL | 0 | 0 | 0 | 0 | 1004 | HAR-Menara&Tiang
7400 | UIW Sulselrabar | 7428 | PLN UP3 Makassar Selatan | 2180 | Gd Ar Mksar Sltn | ZST1 | PLN Stock Materials | 000000003040450 | POLE ACC;U UNION ZADEL 1" | ZM0304 | BH | HAPUS | 0 | 0 | 0 | 0 | 1021 | HAR-Material Utk Dihapus
7400 | UIW Sulselrabar | 7428 | PLN UP3 Makassar Selatan | 2180 | Gd Ar Mksar Sltn | ZST1 | PLN Stock Materials | 000000003040483 | POLE ACC;POLE BRAKET 6-7" | ZM0304 | BH | NORMAL | 102 | 0 | 0 | 0 | 1004 | HAR-Menara&Tiang
7400 | UIW Sulselrabar | 7428 | PLN UP3 Makassar Selatan | 2180 | Gd Ar Mksar Sltn | ZST1 | PLN Stock Materials | 000000003040484 | POLE ACC;POLE BRAKET 8-9" | ZM0304 | BH | NORMAL | 0 | 0 | 0 | 0 | 1004 | HAR-Menara&Tiang
7400 | UIW Sulselrabar | 7428 | PLN UP3 Makassar Selatan | 2180 | Gd Ar Mksar Sltn | ZST1 | PLN Stock Materials | 000000003040637 | POLE ACC;CR ARM UNP50X50X700mm GALV | ZM0304 | BH | NORMAL | 0 | 0 | 0 | 0 | 1004 | HAR-Menara&Tiang
7400 | UIW Sulselrabar | 7428 | PLN UP3 Makassar Selatan | 2180 | Gd Ar Mksar Sltn | ZST1 | PLN Stock Materials | 000000003040642 | POLE ACC;CR ARM UNP60.5X35X5X2500mm GALV | ZM0304 | BH | NORMAL | 0 | 0 | 0 | 0 | 1004 | HAR-Menara&Tiang
7400 | UIW Sulselrabar | 7428 | PLN UP3 Makassar Selatan | 2180 | Gd Ar Mksar Sltn | ZST1 | PLN Stock Materials | 000000003040647 | POLE ACC;CR ARM UNP65X50X5X2000mm GALV | ZM0304 | BH | HAPUS | 0 | 0 | 0 | 0 | 1021 | HAR-Material Utk Dihapus
7400 | UIW Sulselrabar | 7428 | PLN UP3 Makassar Selatan | 2180 | Gd Ar Mksar Sltn | ZST1 | PLN Stock Materials | 000000003040657 | POLE ACC;DOUBLE BAND 11" | ZM0304 | BH | HAPUS | 0 | 0 | 0 | 0 | 1021 | HAR-Material Utk Dihapus
7400 | UIW Sulselrabar | 7428 | PLN UP3 Makassar Selatan | 2180 | Gd Ar Mksar Sltn | ZST1 | PLN Stock Materials | 000000003040661 | POLE ACC;DOUBLE BAND 4" | ZM0304 | BH | NORMAL | 0 | 0 | 0 | 0 | 1004 | HAR-Menara&Tiang
7400 | UIW Sulselrabar | 7428 | PLN UP3 Makassar Selatan | 2180 | Gd Ar Mksar Sltn | ZST1 | PLN Stock Materials | 000000003040663 | POLE ACC;DOUBLE BAND 8" | ZM0304 | BH | HAPUS | 0 | 0 | 0 | 0 | 1021 | HAR-Material Utk Dihapus
7400 | UIW Sulselrabar | 7428 | PLN UP3 Makassar Selatan | 2180 | Gd Ar Mksar Sltn | ZST1 | PLN Stock Materials | 000000003040668 | POLE ACC;MOUNTING BRACKET FOR 5B-1A | ZM0304 | BH | HAPUS | 0 | 0 | 0 | 0 | 1021 | HAR-Material Utk Dihapus
7400 | UIW Sulselrabar | 7428 | PLN UP3 Makassar Selatan | 2180 | Gd Ar Mksar Sltn | ZST1 | PLN Stock Materials | 000000003040695 | POLE ACC;UNION PIPE 5/8"X6m | ZM0304 | BH | NORMAL | 0 | 0 | 0 | 0 | 1004 | HAR-Menara&Tiang
7400 | UIW Sulselrabar | 7428 | PLN UP3 Makassar Selatan | 2180 | Gd Ar Mksar Sltn | ZST1 | PLN Stock Materials | 000000003040699 | POLE ACC;DOUBLE BAND 11.5" | ZM0304 | BH | HAPUS | 0 | 0 | 0 | 0 | 1021 | HAR-Material Utk Dihapus
7400 | UIW Sulselrabar | 7428 | PLN UP3 Makassar Selatan | 2180 | Gd Ar Mksar Sltn | ZST1 | PLN Stock Materials | 000000003040701 | POLE ACC;POLE BRAKET 7-8" | ZM0304 | BH | NORMAL | 2992.008 | 0 | 0 | 0 | 1004 | HAR-Menara&Tiang
7400 | UIW Sulselrabar | 7428 | PLN UP3 Makassar Selatan | 2180 | Gd Ar Mksar Sltn | ZST1 | PLN Stock Materials | 000000003040708 | POLE ACC;PVC ZADEL 1" | ZM0304 | BH | NORMAL | 0 | 0 | 0 | 0 | 1004 | HAR-Menara&Tiang
7400 | UIW Sulselrabar | 7428 | PLN UP3 Makassar Selatan | 2180 | Gd Ar Mksar Sltn | ZST1 | PLN Stock Materials | 000000003050001 | CONDUCTOR;AAAC;150mm2;44kN | ZM0305 | M | PRE-MEMORY | 0 | 0 | 0 | 0 | 1001 | HAR-Switchgear&Jaringan
7400 | UIW Sulselrabar | 7428 | PLN UP3 Makassar Selatan | 2180 | Gd Ar Mksar Sltn | ZST1 | PLN Stock Materials | 000000003050001 | CONDUCTOR;AAAC;150mm2;44kN | ZM0305 | M | NORMAL | 0 | 0 | 0 | 0 | 1001 | HAR-Switchgear&Jaringan
7400 | UIW Sulselrabar | 7428 | PLN UP3 Makassar Selatan | 2180 | Gd Ar Mksar Sltn | ZST1 | PLN Stock Materials | 000000003050005 | CONDUCTOR;AAAC;95mm2;26.06kN | ZM0305 | M | HAPUS | 0 | 0 | 0 | 0 | 1021 | HAR-Material Utk Dihapus
7400 | UIW Sulselrabar | 7428 | PLN UP3 Makassar Selatan | 2180 | Gd Ar Mksar Sltn | ZST1 | PLN Stock Materials | 000000003050006 | CONDUCTOR;AAAC-S;150mm2;44kN | ZM0305 | M | NORMAL | 0 | 0 | 0 | 0 | 1001 | HAR-Switchgear&Jaringan
7400 | UIW Sulselrabar | 7428 | PLN UP3 Makassar Selatan | 2180 | Gd Ar Mksar Sltn | ZST1 | PLN Stock Materials | 000000003050030 | CONDUCTOR;CU;50mm2;19.28kN | ZM0305 | M | PRE-MEMORY | 0 | 0 | 0 | 0 | 1001 | HAR-Switchgear&Jaringan
7400 | UIW Sulselrabar | 7428 | PLN UP3 Makassar Selatan | 2180 | Gd Ar Mksar Sltn | ZST1 | PLN Stock Materials | 000000003050030 | CONDUCTOR;CU;50mm2;19.28kN | ZM0305 | M | NORMAL | 0 | 0 | 0 | 0 | 1001 | HAR-Switchgear&Jaringan
7400 | UIW Sulselrabar | 7428 | PLN UP3 Makassar Selatan | 2180 | Gd Ar Mksar Sltn | ZST1 | PLN Stock Materials | 000000003050049 | CONDUCTOR;AAAC;240mm2; | ZM0305 | M | NORMAL | 0 | 0 | 0 | 0 | 1001 | HAR-Switchgear&Jaringan
7400 | UIW Sulselrabar | 7428 | PLN UP3 Makassar Selatan | 2180 | Gd Ar Mksar Sltn | ZST1 | PLN Stock Materials | 000000003050050 | CONDUCTOR;AAAC-S;240mm2; | ZM0305 | M | PRE-MEMORY | 0 | 0 | 0 | 0 | 1001 | HAR-Switchgear&Jaringan
7400 | UIW Sulselrabar | 7428 | PLN UP3 Makassar Selatan | 2180 | Gd Ar Mksar Sltn | ZST1 | PLN Stock Materials | 000000003050050 | CONDUCTOR;AAAC-S;240mm2; | ZM0305 | M | NORMAL | 0 | 0 | 0 | 0 | 1001 | HAR-Switchgear&Jaringan
7400 | UIW Sulselrabar | 7428 | PLN UP3 Makassar Selatan | 2180 | Gd Ar Mksar Sltn | ZST1 | PLN Stock Materials | 000000003050081 | CONDUCTOR;AAAC;70mm2; | ZM0305 | M | PRE-MEMORY | 0 | 0 | 0 | 0 | 1001 | HAR-Switchgear&Jaringan
7400 | UIW Sulselrabar | 7428 | PLN UP3 Makassar Selatan | 2180 | Gd Ar Mksar Sltn | ZST1 | PLN Stock Materials | 000000003050081 | CONDUCTOR;AAAC;70mm2; | ZM0305 | M | NORMAL | 0 | 0 | 0 | 0 | 1001 | HAR-Switchgear&Jaringan
7400 | UIW Sulselrabar | 7428 | PLN UP3 Makassar Selatan | 2180 | Gd Ar Mksar Sltn | ZST1 | PLN Stock Materials | 000000003050084 | CONDUCTOR;AAAC-S;150mm2; | ZM0305 | M | PRE-MEMORY | 0 | 0 | 0 | 0 | 1001 | HAR-Switchgear&Jaringan
7400 | UIW Sulselrabar | 7428 | PLN UP3 Makassar Selatan | 2180 | Gd Ar Mksar Sltn | ZST1 | PLN Stock Materials | 000000003050084 | CONDUCTOR;AAAC-S;150mm2; | ZM0305 | M | NORMAL | 0 | 0 | 0 | 0 | 1001 | HAR-Switchgear&Jaringan
7400 | UIW Sulselrabar | 7428 | PLN UP3 Makassar Selatan | 2180 | Gd Ar Mksar Sltn | ZST1 | PLN Stock Materials | 000000003050088 | CONDUCTOR;AAAC-S;70mm2; | ZM0305 | M | PRE-MEMORY | 1988 | 0 | 0 | 0 | 1001 | HAR-Switchgear&Jaringan
7400 | UIW Sulselrabar | 7428 | PLN UP3 Makassar Selatan | 2180 | Gd Ar Mksar Sltn | ZST1 | PLN Stock Materials | 000000003050088 | CONDUCTOR;AAAC-S;70mm2; | ZM0305 | M | NORMAL | 4245 | 244 | 0 | 0 | 1001 | HAR-Switchgear&Jaringan
7400 | UIW Sulselrabar | 7428 | PLN UP3 Makassar Selatan | 2180 | Gd Ar Mksar Sltn | ZST1 | PLN Stock Materials | 000000003060027 | COND ACC;JOINT SLEEVE AL 150mm2 COMP | ZM0306 | BH | PRE-MEMORY | 0 | 0 | 0 | 0 | 1001 | HAR-Switchgear&Jaringan
7400 | UIW Sulselrabar | 7428 | PLN UP3 Makassar Selatan | 2180 | Gd Ar Mksar Sltn | ZST1 | PLN Stock Materials | 000000003060027 | COND ACC;JOINT SLEEVE AL 150mm2 COMP | ZM0306 | BH | NORMAL | 0 | 0 | 0 | 0 | 1001 | HAR-Switchgear&Jaringan
7400 | UIW Sulselrabar | 7428 | PLN UP3 Makassar Selatan | 2180 | Gd Ar Mksar Sltn | ZST1 | PLN Stock Materials | 000000003060047 | COND ACC;REPAIR SLEEVE AL 50mm2 | ZM0306 | BH | NORMAL | 0 | 0 | 0 | 0 | 1001 | HAR-Switchgear&Jaringan
7400 | UIW Sulselrabar | 7428 | PLN UP3 Makassar Selatan | 2180 | Gd Ar Mksar Sltn | ZST1 | PLN Stock Materials | 000000003060051 | COND ACC;PLSTIC TREE GUARD 150MM2 | ZM0306 | M | HAPUS | 0 | 0 | 0 | 0 | 1021 | HAR-Material Utk Dihapus
7400 | UIW Sulselrabar | 7428 | PLN UP3 Makassar Selatan | 2180 | Gd Ar Mksar Sltn | ZST1 | PLN Stock Materials | 000000003060062 | COND ACC;TEKEP ISOLATOR 20KV L150MM2 EXT | ZM0306 | SET | NORMAL | 0 | 0 | 0 | 0 | 1001 | HAR-Switchgear&Jaringan
7400 | UIW Sulselrabar | 7428 | PLN UP3 Makassar Selatan | 2180 | Gd Ar Mksar Sltn | ZST1 | PLN Stock Materials | 000000003060063 | COND ACC;F-NECK DBL SIDETIES SEMI CON150 | ZM0306 | BH | NORMAL | 305 | 0 | 0 | 0 | 1001 | HAR-Switchgear&Jaringan
7400 | UIW Sulselrabar | 7428 | PLN UP3 Makassar Selatan | 2180 | Gd Ar Mksar Sltn | ZST1 | PLN Stock Materials | 000000003060103 | COND ACC;JOINT AL 240mm2 COMP | ZM0306 | BH | PRE-MEMORY | 0 | 0 | 0 | 0 | 1001 | HAR-Switchgear&Jaringan
7400 | UIW Sulselrabar | 7428 | PLN UP3 Makassar Selatan | 2180 | Gd Ar Mksar Sltn | ZST1 | PLN Stock Materials | 000000003060103 | COND ACC;JOINT AL 240mm2 COMP | ZM0306 | BH | NORMAL | 0 | 0 | 0 | 0 | 1001 | HAR-Switchgear&Jaringan
7400 | UIW Sulselrabar | 7428 | PLN UP3 Makassar Selatan | 2180 | Gd Ar Mksar Sltn | ZST1 | PLN Stock Materials | 000000003060107 | COND ACC;AL CONNECTOR 70mm2 | ZM0306 | BH | NORMAL | 0 | 0 | 0 | 0 | 1001 | HAR-Switchgear&Jaringan
7400 | UIW Sulselrabar | 7428 | PLN UP3 Makassar Selatan | 2180 | Gd Ar Mksar Sltn | ZST1 | PLN Stock Materials | 000000003060122 | COND ACC;DEAD END ASSEMBLY | ZM0306 | BH | NORMAL | 381 | 0 | 0 | 0 | 1001 | HAR-Switchgear&Jaringan
7400 | UIW Sulselrabar | 7428 | PLN UP3 Makassar Selatan | 2180 | Gd Ar Mksar Sltn | ZST1 | PLN Stock Materials | 000000003060128 | COND ACC;NON TENSION JOINT AL 35mm2 | ZM0306 | BH | PRE-MEMORY | 0 | 0 | 0 | 0 | 1001 | HAR-Switchgear&Jaringan
7400 | UIW Sulselrabar | 7428 | PLN UP3 Makassar Selatan | 2180 | Gd Ar Mksar Sltn | ZST1 | PLN Stock Materials | 000000003060128 | COND ACC;NON TENSION JOINT AL 35mm2 | ZM0306 | BH | NORMAL | 0 | 0 | 0 | 0 | 1001 | HAR-Switchgear&Jaringan
7400 | UIW Sulselrabar | 7428 | PLN UP3 Makassar Selatan | 2180 | Gd Ar Mksar Sltn | ZST1 | PLN Stock Materials | 000000003060129 | COND ACC;NON TENSION JOINT AL 50mm2 | ZM0306 | BH | PRE-MEMORY | 0 | 0 | 0 | 0 | 1001 | HAR-Switchgear&Jaringan
7400 | UIW Sulselrabar | 7428 | PLN UP3 Makassar Selatan | 2180 | Gd Ar Mksar Sltn | ZST1 | PLN Stock Materials | 000000003060129 | COND ACC;NON TENSION JOINT AL 50mm2 | ZM0306 | BH | NORMAL | 55 | 0 | 0 | 0 | 1001 | HAR-Switchgear&Jaringan
7400 | UIW Sulselrabar | 7428 | PLN UP3 Makassar Selatan | 2180 | Gd Ar Mksar Sltn | ZST1 | PLN Stock Materials | 000000003060130 | COND ACC;NON TENSION JOINT AL 70mm2 | ZM0306 | BH | PRE-MEMORY | 0 | 0 | 0 | 0 | 1001 | HAR-Switchgear&Jaringan
7400 | UIW Sulselrabar | 7428 | PLN UP3 Makassar Selatan | 2180 | Gd Ar Mksar Sltn | ZST1 | PLN Stock Materials | 000000003060130 | COND ACC;NON TENSION JOINT AL 70mm2 | ZM0306 | BH | NORMAL | 0 | 0 | 0 | 0 | 1001 | HAR-Switchgear&Jaringan
7400 | UIW Sulselrabar | 7428 | PLN UP3 Makassar Selatan | 2180 | Gd Ar Mksar Sltn | ZST1 | PLN Stock Materials | 000000003060135 | COND ACC;JOINT SLEEVE AL 35mm2 INSUL | ZM0306 | BH | PRE-MEMORY | 0 | 0 | 0 | 0 | 1001 | HAR-Switchgear&Jaringan
7400 | UIW Sulselrabar | 7428 | PLN UP3 Makassar Selatan | 2180 | Gd Ar Mksar Sltn | ZST1 | PLN Stock Materials | 000000003060135 | COND ACC;JOINT SLEEVE AL 35mm2 INSUL | ZM0306 | BH | NORMAL | 0 | 0 | 0 | 0 | 1001 | HAR-Switchgear&Jaringan
7400 | UIW Sulselrabar | 7428 | PLN UP3 Makassar Selatan | 2180 | Gd Ar Mksar Sltn | ZST1 | PLN Stock Materials | 000000003060136 | COND ACC;JOINT SLEEVE AL 50mm2 INSUL | ZM0306 | BH | PRE-MEMORY | 0 | 0 | 0 | 0 | 1001 | HAR-Switchgear&Jaringan
7400 | UIW Sulselrabar | 7428 | PLN UP3 Makassar Selatan | 2180 | Gd Ar Mksar Sltn | ZST1 | PLN Stock Materials | 000000003060136 | COND ACC;JOINT SLEEVE AL 50mm2 INSUL | ZM0306 | BH | NORMAL | 0 | 0 | 0 | 0 | 1001 | HAR-Switchgear&Jaringan
7400 | UIW Sulselrabar | 7428 | PLN UP3 Makassar Selatan | 2180 | Gd Ar Mksar Sltn | ZST1 | PLN Stock Materials | 000000003060137 | COND ACC;JOINT SLEEVE AL 70mm2 INSUL | ZM0306 | BH | PRE-MEMORY | 0 | 0 | 0 | 0 | 1001 | HAR-Switchgear&Jaringan
7400 | UIW Sulselrabar | 7428 | PLN UP3 Makassar Selatan | 2180 | Gd Ar Mksar Sltn | ZST1 | PLN Stock Materials | 000000003060137 | COND ACC;JOINT SLEEVE AL 70mm2 INSUL | ZM0306 | BH | NORMAL | 0 | 0 | 0 | 0 | 1001 | HAR-Switchgear&Jaringan
7400 | UIW Sulselrabar | 7428 | PLN UP3 Makassar Selatan | 2180 | Gd Ar Mksar Sltn | ZST1 | PLN Stock Materials | 000000003060141 | COND ACC;JOINT SLEEVE AL 35mm2 | ZM0306 | BH | NORMAL | 0 | 0 | 0 | 0 | 1001 | HAR-Switchgear&Jaringan
7400 | UIW Sulselrabar | 7428 | PLN UP3 Makassar Selatan | 2180 | Gd Ar Mksar Sltn | ZST1 | PLN Stock Materials | 000000003060142 | COND ACC;JOINT SLEEVE AL 50mm2 | ZM0306 | BH | NORMAL | 0 | 0 | 0 | 0 | 1001 | HAR-Switchgear&Jaringan
7400 | UIW Sulselrabar | 7428 | PLN UP3 Makassar Selatan | 2180 | Gd Ar Mksar Sltn | ZST1 | PLN Stock Materials | 000000003060142 | COND ACC;JOINT SLEEVE AL 50mm2 | ZM0306 | BH | HAPUS | 0 | 0 | 0 | 0 | 1021 | HAR-Material Utk Dihapus
7400 | UIW Sulselrabar | 7428 | PLN UP3 Makassar Selatan | 2180 | Gd Ar Mksar Sltn | ZST1 | PLN Stock Materials | 000000003060143 | COND ACC;JOINT SLEEVE AL 70mm2 | ZM0306 | BH | NORMAL | 10 | 0 | 0 | 0 | 1001 | HAR-Switchgear&Jaringan
7400 | UIW Sulselrabar | 7428 | PLN UP3 Makassar Selatan | 2180 | Gd Ar Mksar Sltn | ZST1 | PLN Stock Materials | 000000003060145 | COND ACC;JOINT SLEEVE AL 150mm2 | ZM0306 | BH | PRE-MEMORY | 0 | 0 | 0 | 0 | 1001 | HAR-Switchgear&Jaringan
7400 | UIW Sulselrabar | 7428 | PLN UP3 Makassar Selatan | 2180 | Gd Ar Mksar Sltn | ZST1 | PLN Stock Materials | 000000003060145 | COND ACC;JOINT SLEEVE AL 150mm2 | ZM0306 | BH | NORMAL | 382 | 6 | 0 | 0 | 1001 | HAR-Switchgear&Jaringan
7400 | UIW Sulselrabar | 7428 | PLN UP3 Makassar Selatan | 2180 | Gd Ar Mksar Sltn | ZST1 | PLN Stock Materials | 000000003060146 | COND ACC;JOINT SLEEVE AL 240mm2 | ZM0306 | BH | PRE-MEMORY | 0 | 0 | 0 | 0 | 1001 | HAR-Switchgear&Jaringan
7400 | UIW Sulselrabar | 7428 | PLN UP3 Makassar Selatan | 2180 | Gd Ar Mksar Sltn | ZST1 | PLN Stock Materials | 000000003060146 | COND ACC;JOINT SLEEVE AL 240mm2 | ZM0306 | BH | NORMAL | 1115 | 0 | 0 | 0 | 1001 | HAR-Switchgear&Jaringan
7400 | UIW Sulselrabar | 7428 | PLN UP3 Makassar Selatan | 2180 | Gd Ar Mksar Sltn | ZST1 | PLN Stock Materials | 000000003060158 | COND ACC;PREFORMED 150mm2 | ZM0306 | BH | NORMAL | 0 | 0 | 0 | 0 | 1001 | HAR-Switchgear&Jaringan
7400 | UIW Sulselrabar | 7428 | PLN UP3 Makassar Selatan | 2180 | Gd Ar Mksar Sltn | ZST1 | PLN Stock Materials | 000000003060161 | COND ACC;PREFORMED TERMINATION GUY WIRE | ZM0306 | BH | NORMAL | 0 | 0 | 0 | 0 | 1001 | HAR-Switchgear&Jaringan
7400 | UIW Sulselrabar | 7428 | PLN UP3 Makassar Selatan | 2180 | Gd Ar Mksar Sltn | ZST1 | PLN Stock Materials | 000000003060164 | COND ACC;PREFORMED TIE 70mm2 | ZM0306 | BH | NORMAL | 0 | 0 | 0 | 0 | 1001 | HAR-Switchgear&Jaringan
7400 | UIW Sulselrabar | 7428 | PLN UP3 Makassar Selatan | 2180 | Gd Ar Mksar Sltn | ZST1 | PLN Stock Materials | 000000003060167 | COND ACC;PREFORMED TIE 150mm2 | ZM0306 | BH | NORMAL | 0 | 0 | 0 | 0 | 1001 | HAR-Switchgear&Jaringan
7400 | UIW Sulselrabar | 7428 | PLN UP3 Makassar Selatan | 2180 | Gd Ar Mksar Sltn | ZST1 | PLN Stock Materials | 000000003060185 | COND ACC;TAP CONNECOR KEDAP AIR 6-25 | ZM0306 | BH | PRE-MEMORY | 0 | 0 | 0 | 0 | 1001 | HAR-Switchgear&Jaringan
7400 | UIW Sulselrabar | 7428 | PLN UP3 Makassar Selatan | 2180 | Gd Ar Mksar Sltn | ZST1 | PLN Stock Materials | 000000003060185 | COND ACC;TAP CONNECOR KEDAP AIR 6-25 | ZM0306 | BH | NORMAL | 0 | 0 | 0 | 0 | 1001 | HAR-Switchgear&Jaringan
7400 | UIW Sulselrabar | 7428 | PLN UP3 Makassar Selatan | 2180 | Gd Ar Mksar Sltn | ZST1 | PLN Stock Materials | 000000003060194 | COND ACC;ALL BINDING WIRE 6.0mm2 | ZM0306 | M | NORMAL | 0 | 0 | 0 | 0 | 1001 | HAR-Switchgear&Jaringan
7400 | UIW Sulselrabar | 7428 | PLN UP3 Makassar Selatan | 2180 | Gd Ar Mksar Sltn | ZST1 | PLN Stock Materials | 000000003060195 | COND ACC;ALL BINDING WIRE 10.0mm2 | ZM0306 | M | PRE-MEMORY | 0 | 0 | 0 | 0 | 1001 | HAR-Switchgear&Jaringan
7400 | UIW Sulselrabar | 7428 | PLN UP3 Makassar Selatan | 2180 | Gd Ar Mksar Sltn | ZST1 | PLN Stock Materials | 000000003060195 | COND ACC;ALL BINDING WIRE 10.0mm2 | ZM0306 | M | NORMAL | 0 | 0 | 0 | 0 | 1001 | HAR-Switchgear&Jaringan
7400 | UIW Sulselrabar | 7428 | PLN UP3 Makassar Selatan | 2180 | Gd Ar Mksar Sltn | ZST1 | PLN Stock Materials | 000000003060200 | COND ACC;JOINT AL 70mm2 COMP | ZM0306 | BH | NORMAL | 0 | 0 | 0 | 0 | 1001 | HAR-Switchgear&Jaringan
7400 | UIW Sulselrabar | 7428 | PLN UP3 Makassar Selatan | 2180 | Gd Ar Mksar Sltn | ZST1 | PLN Stock Materials | 000000003060203 | COND ACC;JOINT AL 150mm2 COMP | ZM0306 | BH | PRE-MEMORY | 0 | 0 | 0 | 0 | 1001 | HAR-Switchgear&Jaringan
7400 | UIW Sulselrabar | 7428 | PLN UP3 Makassar Selatan | 2180 | Gd Ar Mksar Sltn | ZST1 | PLN Stock Materials | 000000003060203 | COND ACC;JOINT AL 150mm2 COMP | ZM0306 | BH | NORMAL | 0 | 0 | 0 | 0 | 1001 | HAR-Switchgear&Jaringan
7400 | UIW Sulselrabar | 7428 | PLN UP3 Makassar Selatan | 2180 | Gd Ar Mksar Sltn | ZST1 | PLN Stock Materials | 000000003060209 | COND ACC;JOINT ALCU 16mm2 | ZM0306 | BH | NORMAL | 6945 | 0 | 0 | 0 | 1001 | HAR-Switchgear&Jaringan
7400 | UIW Sulselrabar | 7428 | PLN UP3 Makassar Selatan | 2180 | Gd Ar Mksar Sltn | ZST1 | PLN Stock Materials | 000000003060212 | COND ACC;JOINT ALCU 50mm2 INSUL | ZM0306 | BH | NORMAL | 0 | 0 | 0 | 0 | 1001 | HAR-Switchgear&Jaringan
7400 | UIW Sulselrabar | 7428 | PLN UP3 Makassar Selatan | 2180 | Gd Ar Mksar Sltn | ZST1 | PLN Stock Materials | 000000003060213 | COND ACC;JOINT ALCU 70mm2 INSUL | ZM0306 | BH | NORMAL | 0 | 0 | 0 | 0 | 1001 | HAR-Switchgear&Jaringan
7400 | UIW Sulselrabar | 7428 | PLN UP3 Makassar Selatan | 2180 | Gd Ar Mksar Sltn | ZST1 | PLN Stock Materials | 000000003060233 | COND ACC;JOINT SLEEVE ALCU 70mm2 | ZM0306 | BH | PRE-MEMORY | 0 | 0 | 0 | 0 | 1001 | HAR-Switchgear&Jaringan
7400 | UIW Sulselrabar | 7428 | PLN UP3 Makassar Selatan | 2180 | Gd Ar Mksar Sltn | ZST1 | PLN Stock Materials | 000000003060265 | COND ACC;JOINT AL 25mm2 INSUL | ZM0306 | BH | NORMAL | 0 | 0 | 0 | 0 | 1001 | HAR-Switchgear&Jaringan
7400 | UIW Sulselrabar | 7428 | PLN UP3 Makassar Selatan | 2180 | Gd Ar Mksar Sltn | ZST1 | PLN Stock Materials | 000000003060283 | COND ACC;JOINT ALCU 70-95mm2 INSUL | ZM0306 | BH | NORMAL | 0 | 0 | 0 | 0 | 1001 | HAR-Switchgear&Jaringan
7400 | UIW Sulselrabar | 7428 | PLN UP3 Makassar Selatan | 2180 | Gd Ar Mksar Sltn | ZST1 | PLN Stock Materials | 000000003060305 | COND ACC;ALL BINDING WIRE 20.0mm2 | ZM0306 | M | HAPUS | 0 | 0 | 0 | 0 | 1021 | HAR-Material Utk Dihapus
7400 | UIW Sulselrabar | 7428 | PLN UP3 Makassar Selatan | 2180 | Gd Ar Mksar Sltn | ZST1 | PLN Stock Materials | 000000003060315 | COND ACC;JOINT ALCU 35-35mm2 COMP | ZM0306 | BH | NORMAL | 1041 | 0 | 0 | 0 | 1001 | HAR-Switchgear&Jaringan
7400 | UIW Sulselrabar | 7428 | PLN UP3 Makassar Selatan | 2180 | Gd Ar Mksar Sltn | ZST1 | PLN Stock Materials | 000000003060317 | COND ACC;JOINT ALCU 35-70mm2 COMP | ZM0306 | BH | NORMAL | 1533 | 0 | 0 | 0 | 1001 | HAR-Switchgear&Jaringan
7400 | UIW Sulselrabar | 7428 | PLN UP3 Makassar Selatan | 2180 | Gd Ar Mksar Sltn | ZST1 | PLN Stock Materials | 000000003060318 | COND ACC;JOINT ALCU 50-50mm2 COMP | ZM0306 | BH | NORMAL | 2389 | 0 | 0 | 0 | 1001 | HAR-Switchgear&Jaringan
7400 | UIW Sulselrabar | 7428 | PLN UP3 Makassar Selatan | 2180 | Gd Ar Mksar Sltn | ZST1 | PLN Stock Materials | 000000003060319 | COND ACC;JOINT ALCU 50-70mm2 COMP | ZM0306 | BH | PRE-MEMORY | 0 | 0 | 0 | 0 | 1001 | HAR-Switchgear&Jaringan
7400 | UIW Sulselrabar | 7428 | PLN UP3 Makassar Selatan | 2180 | Gd Ar Mksar Sltn | ZST1 | PLN Stock Materials | 000000003060319 | COND ACC;JOINT ALCU 50-70mm2 COMP | ZM0306 | BH | NORMAL | 732 | 0 | 0 | 0 | 1001 | HAR-Switchgear&Jaringan
7400 | UIW Sulselrabar | 7428 | PLN UP3 Makassar Selatan | 2180 | Gd Ar Mksar Sltn | ZST1 | PLN Stock Materials | 000000003060320 | COND ACC;JOINT ALCU 70-70mm2 COMP | ZM0306 | BH | NORMAL | 0 | 0 | 0 | 0 | 1001 | HAR-Switchgear&Jaringan
7400 | UIW Sulselrabar | 7428 | PLN UP3 Makassar Selatan | 2180 | Gd Ar Mksar Sltn | ZST1 | PLN Stock Materials | 000000003060321 | COND ACC;JOINT ALCU 70-70mm2 INSUL | ZM0306 | BH | NORMAL | 0 | 0 | 0 | 0 | 1001 | HAR-Switchgear&Jaringan
7400 | UIW Sulselrabar | 7428 | PLN UP3 Makassar Selatan | 2180 | Gd Ar Mksar Sltn | ZST1 | PLN Stock Materials | 000000003060348 | COND ACC;NON TENSION JOINT ALCU 70mm2 | ZM0306 | BH | PRE-MEMORY | 0 | 0 | 0 | 0 | 1001 | HAR-Switchgear&Jaringan
7400 | UIW Sulselrabar | 7428 | PLN UP3 Makassar Selatan | 2180 | Gd Ar Mksar Sltn | ZST1 | PLN Stock Materials | 000000003060348 | COND ACC;NON TENSION JOINT ALCU 70mm2 | ZM0306 | BH | NORMAL | 0 | 0 | 0 | 0 | 1001 | HAR-Switchgear&Jaringan
7400 | UIW Sulselrabar | 7428 | PLN UP3 Makassar Selatan | 2180 | Gd Ar Mksar Sltn | ZST1 | PLN Stock Materials | 000000003060460 | COND ACC;JOINT ALCU 150-50mm2 INSUL | ZM0306 | BH | NORMAL | 0 | 0 | 0 | 0 | 1001 | HAR-Switchgear&Jaringan
7400 | UIW Sulselrabar | 7428 | PLN UP3 Makassar Selatan | 2180 | Gd Ar Mksar Sltn | ZST1 | PLN Stock Materials | 000000003060469 | COND ACC;JOINT ALCU 70-50mm2 COMP | ZM0306 | BH | NORMAL | 1582 | 0 | 0 | 0 | 1001 | HAR-Switchgear&Jaringan
7400 | UIW Sulselrabar | 7428 | PLN UP3 Makassar Selatan | 2180 | Gd Ar Mksar Sltn | ZST1 | PLN Stock Materials | 000000003060481 | COND ACC;JOINT SLEEVE AL 70mm2 COMP | ZM0306 | BH | PRE-MEMORY | 0 | 0 | 0 | 0 | 1001 | HAR-Switchgear&Jaringan
7400 | UIW Sulselrabar | 7428 | PLN UP3 Makassar Selatan | 2180 | Gd Ar Mksar Sltn | ZST1 | PLN Stock Materials | 000000003060481 | COND ACC;JOINT SLEEVE AL 70mm2 COMP | ZM0306 | BH | NORMAL | 0 | 0 | 0 | 0 | 1001 | HAR-Switchgear&Jaringan
7400 | UIW Sulselrabar | 7428 | PLN UP3 Makassar Selatan | 2180 | Gd Ar Mksar Sltn | ZST1 | PLN Stock Materials | 000000003060506 | COND ACC;STRAIGHT JOINT 3X35mm2 | ZM0306 | SET | NORMAL | 0 | 0 | 0 | 0 | 1001 | HAR-Switchgear&Jaringan
7400 | UIW Sulselrabar | 7428 | PLN UP3 Makassar Selatan | 2180 | Gd Ar Mksar Sltn | ZST1 | PLN Stock Materials | 000000003060513 | COND ACC;TAP CONNECTOR COMPREHESION | ZM0306 | BH | HAPUS | 0 | 0 | 0 | 0 | 1021 | HAR-Material Utk Dihapus
7400 | UIW Sulselrabar | 7428 | PLN UP3 Makassar Selatan | 2180 | Gd Ar Mksar Sltn | ZST1 | PLN Stock Materials | 000000003060597 | COND ACC;TEKEP ISOLATOR 20KV L70 MM2 | ZM0306 | BH | NORMAL | 0 | 0 | 0 | 0 | 1001 | HAR-Switchgear&Jaringan
7400 | UIW Sulselrabar | 7428 | PLN UP3 Makassar Selatan | 2180 | Gd Ar Mksar Sltn | ZST1 | PLN Stock Materials | 000000003060598 | COND ACC;TEKEP ISOLATOR 20KV L150 MM2 | ZM0306 | BH | NORMAL | 0 | 0 | 0 | 0 | 1001 | HAR-Switchgear&Jaringan
7400 | UIW Sulselrabar | 7428 | PLN UP3 Makassar Selatan | 2180 | Gd Ar Mksar Sltn | ZST1 | PLN Stock Materials | 000000003060599 | COND ACC;TEKEP ISOLATOR 20KV B70 MM2 | ZM0306 | BH | PRE-MEMORY | 0 | 0 | 0 | 0 | 1001 | HAR-Switchgear&Jaringan
7400 | UIW Sulselrabar | 7428 | PLN UP3 Makassar Selatan | 2180 | Gd Ar Mksar Sltn | ZST1 | PLN Stock Materials | 000000003060599 | COND ACC;TEKEP ISOLATOR 20KV B70 MM2 | ZM0306 | BH | NORMAL | 0 | 0 | 0 | 0 | 1001 | HAR-Switchgear&Jaringan
7400 | UIW Sulselrabar | 7428 | PLN UP3 Makassar Selatan | 2180 | Gd Ar Mksar Sltn | ZST1 | PLN Stock Materials | 000000003060600 | COND ACC;TEKEP ISOLATOR 20KV B150 MM2 | ZM0306 | BH | PRE-MEMORY | 0 | 0 | 0 | 0 | 1001 | HAR-Switchgear&Jaringan
7400 | UIW Sulselrabar | 7428 | PLN UP3 Makassar Selatan | 2180 | Gd Ar Mksar Sltn | ZST1 | PLN Stock Materials | 000000003060600 | COND ACC;TEKEP ISOLATOR 20KV B150 MM2 | ZM0306 | BH | NORMAL | 0 | 0 | 0 | 0 | 1001 | HAR-Switchgear&Jaringan
7400 | UIW Sulselrabar | 7428 | PLN UP3 Makassar Selatan | 2180 | Gd Ar Mksar Sltn | ZST1 | PLN Stock Materials | 000000003060601 | COND ACC;TEKEP ISOLATOR 20KV L 70MM2 | ZM0306 | BH | NORMAL | 0 | 0 | 0 | 0 | 1001 | HAR-Switchgear&Jaringan
7400 | UIW Sulselrabar | 7428 | PLN UP3 Makassar Selatan | 2180 | Gd Ar Mksar Sltn | ZST1 | PLN Stock Materials | 000000003060616 | COND ACC;TIE WIRE 3mm2 | ZM0306 | M | NORMAL | 0 | 0 | 0 | 0 | 1001 | HAR-Switchgear&Jaringan
7400 | UIW Sulselrabar | 7428 | PLN UP3 Makassar Selatan | 2180 | Gd Ar Mksar Sltn | ZST1 | PLN Stock Materials | 000000003060647 | COND ACC;F-NECK TOP TIES SEMI CON 70 | ZM0306 | BH | NORMAL | 25 | 0 | 0 | 0 | 1001 | HAR-Switchgear&Jaringan
7400 | UIW Sulselrabar | 7428 | PLN UP3 Makassar Selatan | 2180 | Gd Ar Mksar Sltn | ZST1 | PLN Stock Materials | 000000003060648 | COND ACC;F-NECK TOP TIES SEMI CON 150 | ZM0306 | BH | NORMAL | 31 | 0 | 0 | 0 | 1001 | HAR-Switchgear&Jaringan
7400 | UIW Sulselrabar | 7428 | PLN UP3 Makassar Selatan | 2180 | Gd Ar Mksar Sltn | ZST1 | PLN Stock Materials | 000000003060649 | COND ACC;TENSION CLAMP COVER | ZM0306 | SET | NORMAL | 0 | 0 | 0 | 0 | 1001 | HAR-Switchgear&Jaringan
7400 | UIW Sulselrabar | 7428 | PLN UP3 Makassar Selatan | 2180 | Gd Ar Mksar Sltn | ZST1 | PLN Stock Materials | 000000003060655 | COND ACC;TOP TIES 240MM2 | ZM0306 | BH | NORMAL | 0 | 0 | 0 | 0 | 1001 | HAR-Switchgear&Jaringan
7400 | UIW Sulselrabar | 7428 | PLN UP3 Makassar Selatan | 2180 | Gd Ar Mksar Sltn | ZST1 | PLN Stock Materials | 000000003060656 | COND ACC;SIDE TIES 240 MM2 | ZM0306 | BH | NORMAL | 0 | 0 | 0 | 0 | 1001 | HAR-Switchgear&Jaringan
7400 | UIW Sulselrabar | 7428 | PLN UP3 Makassar Selatan | 2180 | Gd Ar Mksar Sltn | ZST1 | PLN Stock Materials | 000000003060676 | COND ACC;JOINTING SINGLECORE 1x50-300mm2 | ZM0306 | SET | NORMAL | 0 | 3 | 0 | 0 | 1001 | HAR-Switchgear&Jaringan
7400 | UIW Sulselrabar | 7428 | PLN UP3 Makassar Selatan | 2180 | Gd Ar Mksar Sltn | ZST1 | PLN Stock Materials | 000000003061259 | COND ACC;JOINTING THREE CORE 3X50-300MM2 | ZM0306 | SET | NORMAL | 0 | 0 | 0 | 0 | 1001 | HAR-Switchgear&Jaringan
7400 | UIW Sulselrabar | 7428 | PLN UP3 Makassar Selatan | 2180 | Gd Ar Mksar Sltn | ZST1 | PLN Stock Materials | 000000003061298 | COND ACC;F-NECK DBL SIDETIES SEMI CON 70 | ZM0306 | BH | NORMAL | 458 | 0 | 0 | 0 | 1001 | HAR-Switchgear&Jaringan
7400 | UIW Sulselrabar | 7428 | PLN UP3 Makassar Selatan | 2180 | Gd Ar Mksar Sltn | ZST1 | PLN Stock Materials | 000000003061426 | COND ACC;TEKEP ISOLATOR 20KV L70MM2 EXT | ZM0306 | U | NORMAL | 0 | 0 | 0 | 0 | 1001 | HAR-Switchgear&Jaringan
7400 | UIW Sulselrabar | 7428 | PLN UP3 Makassar Selatan | 2180 | Gd Ar Mksar Sltn | ZST1 | PLN Stock Materials | 000000003061427 | COND ACC;F-NECK DBL SIDETIES SEMI CON240 | ZM0306 | BH | NORMAL | 255 | 0 | 0 | 0 | 1001 | HAR-Switchgear&Jaringan
7400 | UIW Sulselrabar | 7428 | PLN UP3 Makassar Selatan | 2180 | Gd Ar Mksar Sltn | ZST1 | PLN Stock Materials | 000000003070030 | ISOLATOR;SUSP;PORC;20kV;; | ZM0307 | BH | NORMAL | 0 | 0 | 0 | 0 | 1001 | HAR-Switchgear&Jaringan
7400 | UIW Sulselrabar | 7428 | PLN UP3 Makassar Selatan | 2180 | Gd Ar Mksar Sltn | ZST1 | PLN Stock Materials | 000000003070036 | ISOLATOR;DISC;PORC;20kV;TENSION;120kN | ZM0307 | SET | PRE-MEMORY | 0 | 0 | 0 | 0 | 1001 | HAR-Switchgear&Jaringan
7400 | UIW Sulselrabar | 7428 | PLN UP3 Makassar Selatan | 2180 | Gd Ar Mksar Sltn | ZST1 | PLN Stock Materials | 000000003070151 | ISOLATOR;PINPOST;PORC;24KV;;12.5kN | ZM0307 | BH | PRE-MEMORY | 0 | 0 | 0 | 0 | 1001 | HAR-Switchgear&Jaringan
7400 | UIW Sulselrabar | 7428 | PLN UP3 Makassar Selatan | 2180 | Gd Ar Mksar Sltn | ZST1 | PLN Stock Materials | 000000003070151 | ISOLATOR;PINPOST;PORC;24KV;;12.5kN | ZM0307 | BH | NORMAL | 0 | 0 | 0 | 0 | 1001 | HAR-Switchgear&Jaringan
7400 | UIW Sulselrabar | 7428 | PLN UP3 Makassar Selatan | 2180 | Gd Ar Mksar Sltn | ZST1 | PLN Stock Materials | 000000003070152 | ISOLATOR;LINEPOST;POLYMER;24KV;;12.5kN | ZM0307 | BH | PRE-MEMORY | 0 | 0 | 0 | 0 | 1001 | HAR-Switchgear&Jaringan
7400 | UIW Sulselrabar | 7428 | PLN UP3 Makassar Selatan | 2180 | Gd Ar Mksar Sltn | ZST1 | PLN Stock Materials | 000000003070152 | ISOLATOR;LINEPOST;POLYMER;24KV;;12.5kN | ZM0307 | BH | NORMAL | 3 | 12 | 0 | 0 | 1001 | HAR-Switchgear&Jaringan
7400 | UIW Sulselrabar | 7428 | PLN UP3 Makassar Selatan | 2180 | Gd Ar Mksar Sltn | ZST1 | PLN Stock Materials | 000000003070153 | ISOLATOR;LINEPOST;PORC;24KV;;12.5kN | ZM0307 | BH | NORMAL | 0 | 0 | 0 | 0 | 1001 | HAR-Switchgear&Jaringan
7400 | UIW Sulselrabar | 7428 | PLN UP3 Makassar Selatan | 2180 | Gd Ar Mksar Sltn | ZST1 | PLN Stock Materials | 000000003070154 | ISOLATOR;SUSP;POLYMER;24KV;;70kN | ZM0307 | BH | PRE-MEMORY | 0 | 0 | 0 | 0 | 1001 | HAR-Switchgear&Jaringan
7400 | UIW Sulselrabar | 7428 | PLN UP3 Makassar Selatan | 2180 | Gd Ar Mksar Sltn | ZST1 | PLN Stock Materials | 000000003070154 | ISOLATOR;SUSP;POLYMER;24KV;;70kN | ZM0307 | BH | NORMAL | 0 | 0 | 0 | 0 | 1001 | HAR-Switchgear&Jaringan
7400 | UIW Sulselrabar | 7428 | PLN UP3 Makassar Selatan | 2180 | Gd Ar Mksar Sltn | ZST1 | PLN Stock Materials | 000000003070155 | ISOLATOR;SUSP;PORC;24KV;;70kN | ZM0307 | SET | PRE-MEMORY | 0 | 0 | 0 | 0 | 1001 | HAR-Switchgear&Jaringan
7400 | UIW Sulselrabar | 7428 | PLN UP3 Makassar Selatan | 2180 | Gd Ar Mksar Sltn | ZST1 | PLN Stock Materials | 000000003070155 | ISOLATOR;SUSP;PORC;24KV;;70kN | ZM0307 | SET | NORMAL | 0 | 0 | 0 | 0 | 1001 | HAR-Switchgear&Jaringan
7400 | UIW Sulselrabar | 7428 | PLN UP3 Makassar Selatan | 2180 | Gd Ar Mksar Sltn | ZST1 | PLN Stock Materials | 000000003070160 | ISOLATOR;STRAIN KAP PIN;PORC;24KV;;70kN | ZM0307 | BH | NORMAL | 3 | 0 | 0 | 0 | 1001 | HAR-Switchgear&Jaringan
7400 | UIW Sulselrabar | 7428 | PLN UP3 Makassar Selatan | 2180 | Gd Ar Mksar Sltn | ZST1 | PLN Stock Materials | 000000003080003 | ISOLATOR ACC;BALL CLEVIS | ZM0308 | BH | NORMAL | 0 | 0 | 0 | 0 | 1001 | HAR-Switchgear&Jaringan
7400 | UIW Sulselrabar | 7428 | PLN UP3 Makassar Selatan | 2180 | Gd Ar Mksar Sltn | ZST1 | PLN Stock Materials | 000000003080004 | ISOLATOR ACC;SOCKET EYE | ZM0308 | BH | NORMAL | 0 | 0 | 0 | 0 | 1001 | HAR-Switchgear&Jaringan
7400 | UIW Sulselrabar | 7428 | PLN UP3 Makassar Selatan | 2180 | Gd Ar Mksar Sltn | ZST1 | PLN Stock Materials | 000000003080006 | ISOLATOR ACC;CROSS ARM CLEVIS | ZM0308 | BH | NORMAL | 0 | 0 | 0 | 0 | 1001 | HAR-Switchgear&Jaringan
7400 | UIW Sulselrabar | 7428 | PLN UP3 Makassar Selatan | 2180 | Gd Ar Mksar Sltn | ZST1 | PLN Stock Materials | 000000003080023 | ISOLATOR ACC;TOPI ISOLATOR PRIMER | ZM0308 | BH | NORMAL | 0 | 0 | 0 | 0 | 1001 | HAR-Switchgear&Jaringan
7400 | UIW Sulselrabar | 7428 | PLN UP3 Makassar Selatan | 2180 | Gd Ar Mksar Sltn | ZST1 | PLN Stock Materials | 000000003100017 | STRINGSET ACC;SOCKET EYE | ZM0310 | BH | NORMAL | 0 | 0 | 0 | 0 | 1001 | HAR-Switchgear&Jaringan
7400 | UIW Sulselrabar | 7428 | PLN UP3 Makassar Selatan | 2180 | Gd Ar Mksar Sltn | ZST1 | PLN Stock Materials | 000000003100017 | STRINGSET ACC;SOCKET EYE | ZM0310 | BH | HAPUS | 0 | 0 | 0 | 0 | 1021 | HAR-Material Utk Dihapus
7400 | UIW Sulselrabar | 7428 | PLN UP3 Makassar Selatan | 2180 | Gd Ar Mksar Sltn | ZST1 | PLN Stock Materials | 000000003100059 | STRINGSET ACC;BAND STRAP HV+B&N M16x140 | ZM0310 | BH | NORMAL | 0 | 0 | 0 | 0 | 1001 | HAR-Switchgear&Jaringan
7400 | UIW Sulselrabar | 7428 | PLN UP3 Makassar Selatan | 2180 | Gd Ar Mksar Sltn | ZST1 | PLN Stock Materials | 000000003100061 | STRINGSET ACC;STRAIN CLAMP 150-240 mm2 | ZM0310 | BH | PRE-MEMORY | 0 | 0 | 0 | 0 | 1001 | HAR-Switchgear&Jaringan
7400 | UIW Sulselrabar | 7428 | PLN UP3 Makassar Selatan | 2180 | Gd Ar Mksar Sltn | ZST1 | PLN Stock Materials | 000000003100061 | STRINGSET ACC;STRAIN CLAMP 150-240 mm2 | ZM0310 | BH | NORMAL | 0 | 0 | 0 | 0 | 1001 | HAR-Switchgear&Jaringan
7400 | UIW Sulselrabar | 7428 | PLN UP3 Makassar Selatan | 2180 | Gd Ar Mksar Sltn | ZST1 | PLN Stock Materials | 000000003100063 | STRINGSET ACC;STRAIN CLAMP 70-150 mm2 | ZM0310 | BH | NORMAL | 0 | 0 | 0 | 0 | 1001 | HAR-Switchgear&Jaringan
7400 | UIW Sulselrabar | 7428 | PLN UP3 Makassar Selatan | 2180 | Gd Ar Mksar Sltn | ZST1 | PLN Stock Materials | 000000003110002 | CABLE PWR;N2XSEYBY;3X150mm2;20kV;UG | ZM0311 | M | NORMAL | 0 | 0 | 0 | 0 | 1001 | HAR-Switchgear&Jaringan
7400 | UIW Sulselrabar | 7428 | PLN UP3 Makassar Selatan | 2180 | Gd Ar Mksar Sltn | ZST1 | PLN Stock Materials | 000000003110014 | CABLE PWR;NA2XSEYBY;3X150mm2;20kV;UG | ZM0311 | M | NORMAL | 0 | 0 | 0 | 0 | 1001 | HAR-Switchgear&Jaringan
7400 | UIW Sulselrabar | 7428 | PLN UP3 Makassar Selatan | 2180 | Gd Ar Mksar Sltn | ZST1 | PLN Stock Materials | 000000003110015 | CABLE PWR;NA2XSEYBY;3X240mm2;20kV;UG | ZM0311 | M | NORMAL | 13 | 28 | 0 | 0 | 1001 | HAR-Switchgear&Jaringan
7400 | UIW Sulselrabar | 7428 | PLN UP3 Makassar Selatan | 2180 | Gd Ar Mksar Sltn | ZST1 | PLN Stock Materials | 000000003110017 | CABLE PWR;NA2XSEYBY;3X70mm2;20kV;UG | ZM0311 | M | NORMAL | 0 | 0 | 0 | 0 | 1001 | HAR-Switchgear&Jaringan
7400 | UIW Sulselrabar | 7428 | PLN UP3 Makassar Selatan | 2180 | Gd Ar Mksar Sltn | ZST1 | PLN Stock Materials | 000000003110025 | CABLE PWR;NFA2X;2X10mm2;0.6/1kV;OH | ZM0311 | M | PRE-MEMORY | 0 | 0 | 0 | 0 | 1001 | HAR-Switchgear&Jaringan
7400 | UIW Sulselrabar | 7428 | PLN UP3 Makassar Selatan | 2180 | Gd Ar Mksar Sltn | ZST1 | PLN Stock Materials | 000000003110025 | CABLE PWR;NFA2X;2X10mm2;0.6/1kV;OH | ZM0311 | M | NORMAL | 119551 | 100 | 0 | 0 | 1001 | HAR-Switchgear&Jaringan
7400 | UIW Sulselrabar | 7428 | PLN UP3 Makassar Selatan | 2180 | Gd Ar Mksar Sltn | ZST1 | PLN Stock Materials | 000000003110026 | CABLE PWR;NFA2X;2X16mm2;0.6/1kV;OH | ZM0311 | M | PRE-MEMORY | 0 | 0 | 0 | 0 | 1001 | HAR-Switchgear&Jaringan
7400 | UIW Sulselrabar | 7428 | PLN UP3 Makassar Selatan | 2180 | Gd Ar Mksar Sltn | ZST1 | PLN Stock Materials | 000000003110026 | CABLE PWR;NFA2X;2X16mm2;0.6/1kV;OH | ZM0311 | M | NORMAL | 0 | 0 | 0 | 0 | 1001 | HAR-Switchgear&Jaringan
7400 | UIW Sulselrabar | 7428 | PLN UP3 Makassar Selatan | 2180 | Gd Ar Mksar Sltn | ZST1 | PLN Stock Materials | 000000003110029 | CABLE PWR;NFA2X;4X16mm2;0.6/1kV;OH | ZM0311 | M | PRE-MEMORY | 0 | 0 | 0 | 0 | 1001 | HAR-Switchgear&Jaringan
7400 | UIW Sulselrabar | 7428 | PLN UP3 Makassar Selatan | 2180 | Gd Ar Mksar Sltn | ZST1 | PLN Stock Materials | 000000003110029 | CABLE PWR;NFA2X;4X16mm2;0.6/1kV;OH | ZM0311 | M | NORMAL | 0 | 0 | 0 | 0 | 1001 | HAR-Switchgear&Jaringan
7400 | UIW Sulselrabar | 7428 | PLN UP3 Makassar Selatan | 2180 | Gd Ar Mksar Sltn | ZST1 | PLN Stock Materials | 000000003110034 | CABLE PWR;NFA2XSY-T;3X150+1X95;20kV;OH | ZM0311 | M | PRE-MEMORY | 0 | 0 | 0 | 0 | 1001 | HAR-Switchgear&Jaringan
7400 | UIW Sulselrabar | 7428 | PLN UP3 Makassar Selatan | 2180 | Gd Ar Mksar Sltn | ZST1 | PLN Stock Materials | 000000003110034 | CABLE PWR;NFA2XSY-T;3X150+1X95;20kV;OH | ZM0311 | M | NORMAL | 0 | 0 | 0 | 0 | 1001 | HAR-Switchgear&Jaringan
7400 | UIW Sulselrabar | 7428 | PLN UP3 Makassar Selatan | 2180 | Gd Ar Mksar Sltn | ZST1 | PLN Stock Materials | 000000003110038 | CABLE PWR;NFA2X-T;3X35+1X25;0.6/1kV;OH | ZM0311 | M | PRE-MEMORY | 0 | 0 | 0 | 0 | 1001 | HAR-Switchgear&Jaringan
7400 | UIW Sulselrabar | 7428 | PLN UP3 Makassar Selatan | 2180 | Gd Ar Mksar Sltn | ZST1 | PLN Stock Materials | 000000003110038 | CABLE PWR;NFA2X-T;3X35+1X25;0.6/1kV;OH | ZM0311 | M | NORMAL | 0 | 0 | 0 | 0 | 1001 | HAR-Switchgear&Jaringan
7400 | UIW Sulselrabar | 7428 | PLN UP3 Makassar Selatan | 2180 | Gd Ar Mksar Sltn | ZST1 | PLN Stock Materials | 000000003110039 | CABLE PWR;NFA2X-T;3X35+1X35;0.6/1kV;OH | ZM0311 | M | NORMAL | 11943.5 | 0.5 | 0 | 0 | 1001 | HAR-Switchgear&Jaringan
7400 | UIW Sulselrabar | 7428 | PLN UP3 Makassar Selatan | 2180 | Gd Ar Mksar Sltn | ZST1 | PLN Stock Materials | 000000003110040 | CABLE PWR;NFA2X-T;3X50+1X35;0.6/1kV;OH | ZM0311 | M | NORMAL | 0 | 0 | 0 | 0 | 1001 | HAR-Switchgear&Jaringan
7400 | UIW Sulselrabar | 7428 | PLN UP3 Makassar Selatan | 2180 | Gd Ar Mksar Sltn | ZST1 | PLN Stock Materials | 000000003110041 | CABLE PWR;NFA2X-T;3X70+1X50;0.6/1kV;OH | ZM0311 | M | PRE-MEMORY | 0 | 0 | 0 | 0 | 1001 | HAR-Switchgear&Jaringan
7400 | UIW Sulselrabar | 7428 | PLN UP3 Makassar Selatan | 2180 | Gd Ar Mksar Sltn | ZST1 | PLN Stock Materials | 000000003110041 | CABLE PWR;NFA2X-T;3X70+1X50;0.6/1kV;OH | ZM0311 | M | NORMAL | 0 | 0 | 0 | 0 | 1001 | HAR-Switchgear&Jaringan
7400 | UIW Sulselrabar | 7428 | PLN UP3 Makassar Selatan | 2180 | Gd Ar Mksar Sltn | ZST1 | PLN Stock Materials | 000000003110055 | CABLE PWR;NYFGBY;4X35mm2;0.6/1kV;UG | ZM0311 | M | NORMAL | 15 | 0 | 0 | 0 | 1001 | HAR-Switchgear&Jaringan
7400 | UIW Sulselrabar | 7428 | PLN UP3 Makassar Selatan | 2180 | Gd Ar Mksar Sltn | ZST1 | PLN Stock Materials | 000000003110060 | CABLE PWR;NYY;1X150mm2;0.6/1kV;OH | ZM0311 | M | PRE-MEMORY | 0 | 0 | 0 | 0 | 1001 | HAR-Switchgear&Jaringan
7400 | UIW Sulselrabar | 7428 | PLN UP3 Makassar Selatan | 2180 | Gd Ar Mksar Sltn | ZST1 | PLN Stock Materials | 000000003110060 | CABLE PWR;NYY;1X150mm2;0.6/1kV;OH | ZM0311 | M | NORMAL | 0 | 0 | 0 | 0 | 1001 | HAR-Switchgear&Jaringan
7400 | UIW Sulselrabar | 7428 | PLN UP3 Makassar Selatan | 2180 | Gd Ar Mksar Sltn | ZST1 | PLN Stock Materials | 000000003110061 | CABLE PWR;NYY;1X240mm2;0.6/1kV;OH | ZM0311 | M | NORMAL | 0 | 0 | 0 | 0 | 1001 | HAR-Switchgear&Jaringan
7400 | UIW Sulselrabar | 7428 | PLN UP3 Makassar Selatan | 2180 | Gd Ar Mksar Sltn | ZST1 | PLN Stock Materials | 000000003110064 | CABLE PWR;NYY;1X70mm2;0.6/1kV;OH | ZM0311 | M | PRE-MEMORY | 0 | 0 | 0 | 0 | 1001 | HAR-Switchgear&Jaringan
7400 | UIW Sulselrabar | 7428 | PLN UP3 Makassar Selatan | 2180 | Gd Ar Mksar Sltn | ZST1 | PLN Stock Materials | 000000003110064 | CABLE PWR;NYY;1X70mm2;0.6/1kV;OH | ZM0311 | M | NORMAL | 0 | 0 | 0 | 0 | 1001 | HAR-Switchgear&Jaringan
7400 | UIW Sulselrabar | 7428 | PLN UP3 Makassar Selatan | 2180 | Gd Ar Mksar Sltn | ZST1 | PLN Stock Materials | 000000003110065 | CABLE PWR;NYY;1X95mm2;0.6/1kV;OH | ZM0311 | M | NORMAL | 0 | 0 | 0 | 0 | 1001 | HAR-Switchgear&Jaringan
7400 | UIW Sulselrabar | 7428 | PLN UP3 Makassar Selatan | 2180 | Gd Ar Mksar Sltn | ZST1 | PLN Stock Materials | 000000003110157 | CABLE PWR;NFA2X-T;3x35+N25mm2;230/380;OH | ZM0311 | M | NORMAL | 0 | 0 | 0 | 0 | 1001 | HAR-Switchgear&Jaringan
7400 | UIW Sulselrabar | 7428 | PLN UP3 Makassar Selatan | 2180 | Gd Ar Mksar Sltn | ZST1 | PLN Stock Materials | 000000003110176 | CABLE PWR;NYY;1x150mm2;230/380V;OH | ZM0311 | M | NORMAL | 0 | 0 | 0 | 0 | 1001 | HAR-Switchgear&Jaringan
7400 | UIW Sulselrabar | 7428 | PLN UP3 Makassar Selatan | 2180 | Gd Ar Mksar Sltn | ZST1 | PLN Stock Materials | 000000003110191 | CABLE PWR;NYY;4X150mm2;0.6/1kV;OH | ZM0311 | M | NORMAL | 0 | 0 | 0 | 0 | 1001 | HAR-Switchgear&Jaringan
7400 | UIW Sulselrabar | 7428 | PLN UP3 Makassar Selatan | 2180 | Gd Ar Mksar Sltn | ZST1 | PLN Stock Materials | 000000003110195 | CABLE PWR;NYY;3X50mm2;0.6/1kV;OH | ZM0311 | M | NORMAL | 0 | 0 | 0 | 0 | 1001 | HAR-Switchgear&Jaringan
7400 | UIW Sulselrabar | 7428 | PLN UP3 Makassar Selatan | 2180 | Gd Ar Mksar Sltn | ZST1 | PLN Stock Materials | 000000003110248 | CABLE PWR;NYA;1X300mm2;0.6/1kV;OH | ZM0311 | M | HAPUS | 0 | 0 | 0 | 0 | 1021 | HAR-Material Utk Dihapus
7400 | UIW Sulselrabar | 7428 | PLN UP3 Makassar Selatan | 2180 | Gd Ar Mksar Sltn | ZST1 | PLN Stock Materials | 000000003110282 | CABLE PWR;NA2XSY;1X70mm2;20kV;UG | ZM0311 | M | NORMAL | 0 | 0 | 0 | 0 | 1001 | HAR-Switchgear&Jaringan
7400 | UIW Sulselrabar | 7428 | PLN UP3 Makassar Selatan | 2180 | Gd Ar Mksar Sltn | ZST1 | PLN Stock Materials | 000000003110291 | CABLE PWR;NYY;1x95mm2;230/380V;OH | ZM0311 | M | PRE-MEMORY | 0 | 0 | 0 | 0 | 1001 | HAR-Switchgear&Jaringan
7400 | UIW Sulselrabar | 7428 | PLN UP3 Makassar Selatan | 2180 | Gd Ar Mksar Sltn | ZST1 | PLN Stock Materials | 000000003110291 | CABLE PWR;NYY;1x95mm2;230/380V;OH | ZM0311 | M | NORMAL | 0 | 0 | 0 | 0 | 1001 | HAR-Switchgear&Jaringan
7400 | UIW Sulselrabar | 7428 | PLN UP3 Makassar Selatan | 2180 | Gd Ar Mksar Sltn | ZST1 | PLN Stock Materials | 000000003110514 | CABLE PWR;NYY;1X70mm2;0.6/1kV;Opstig | ZM0311 | M | NORMAL | 2953 | 80 | 0 | 0 | 1001 | HAR-Switchgear&Jaringan
7400 | UIW Sulselrabar | 7428 | PLN UP3 Makassar Selatan | 2180 | Gd Ar Mksar Sltn | ZST1 | PLN Stock Materials | 000000003110515 | CABLE PWR;NYY;1X95mm2;0.6/1kV;Opstig | ZM0311 | M | NORMAL | 982 | 0 | 0 | 0 | 1001 | HAR-Switchgear&Jaringan
7400 | UIW Sulselrabar | 7428 | PLN UP3 Makassar Selatan | 2180 | Gd Ar Mksar Sltn | ZST1 | PLN Stock Materials | 000000003110516 | CABLE PWR;NYY;1X150mm2;0.6/1kV;Opstig | ZM0311 | M | NORMAL | 38 | 0 | 0 | 0 | 1001 | HAR-Switchgear&Jaringan
7400 | UIW Sulselrabar | 7428 | PLN UP3 Makassar Selatan | 2180 | Gd Ar Mksar Sltn | ZST1 | PLN Stock Materials | 000000003110526 | CABLE PWR;NFA2XSY-T;3X240+1X95;20kV;OH | ZM0311 | M | NORMAL | 0 | 0 | 0 | 0 | 1001 | HAR-Switchgear&Jaringan
7400 | UIW Sulselrabar | 7428 | PLN UP3 Makassar Selatan | 2180 | Gd Ar Mksar Sltn | ZST1 | PLN Stock Materials | 000000003110542 | CABLE PWR;NFA2X-T;3X70+1X70;0.6/1kV;OH | ZM0311 | M | NORMAL | 2277 | 0 | 0 | 0 | 1001 | HAR-Switchgear&Jaringan
7400 | UIW Sulselrabar | 7428 | PLN UP3 Makassar Selatan | 2180 | Gd Ar Mksar Sltn | ZST1 | PLN Stock Materials | 000000003120006 | CABLE PWR ACC;BUNDLE END PROTECTION | ZM0312 | SET | NORMAL | 0 | 0 | 0 | 0 | 1001 | HAR-Switchgear&Jaringan
7400 | UIW Sulselrabar | 7428 | PLN UP3 Makassar Selatan | 2180 | Gd Ar Mksar Sltn | ZST1 | PLN Stock Materials | 000000003120007 | CABLE PWR ACC;CABLE SHOE AL 150mm2 | ZM0312 | BH | PRE-MEMORY | 0 | 0 | 0 | 0 | 1001 | HAR-Switchgear&Jaringan
7400 | UIW Sulselrabar | 7428 | PLN UP3 Makassar Selatan | 2180 | Gd Ar Mksar Sltn | ZST1 | PLN Stock Materials | 000000003120010 | CABLE PWR ACC;CABLE SHOE AL 50mm2 | ZM0312 | BH | PRE-MEMORY | 0 | 0 | 0 | 0 | 1001 | HAR-Switchgear&Jaringan
7400 | UIW Sulselrabar | 7428 | PLN UP3 Makassar Selatan | 2180 | Gd Ar Mksar Sltn | ZST1 | PLN Stock Materials | 000000003120012 | CABLE PWR ACC;CABLE SHOE CU 120mm2 | ZM0312 | BH | NORMAL | 0 | 0 | 0 | 0 | 1001 | HAR-Switchgear&Jaringan
7400 | UIW Sulselrabar | 7428 | PLN UP3 Makassar Selatan | 2180 | Gd Ar Mksar Sltn | ZST1 | PLN Stock Materials | 000000003120013 | CABLE PWR ACC;CABLE SHOE CU 150mm2 | ZM0312 | BH | PRE-MEMORY | 0 | 0 | 0 | 0 | 1001 | HAR-Switchgear&Jaringan
7400 | UIW Sulselrabar | 7428 | PLN UP3 Makassar Selatan | 2180 | Gd Ar Mksar Sltn | ZST1 | PLN Stock Materials | 000000003120013 | CABLE PWR ACC;CABLE SHOE CU 150mm2 | ZM0312 | BH | NORMAL | 0 | 0 | 0 | 0 | 1001 | HAR-Switchgear&Jaringan
7400 | UIW Sulselrabar | 7428 | PLN UP3 Makassar Selatan | 2180 | Gd Ar Mksar Sltn | ZST1 | PLN Stock Materials | 000000003120014 | CABLE PWR ACC;CABLE SHOE CU 16mm2 | ZM0312 | BH | PRE-MEMORY | 0 | 0 | 0 | 0 | 1001 | HAR-Switchgear&Jaringan
7400 | UIW Sulselrabar | 7428 | PLN UP3 Makassar Selatan | 2180 | Gd Ar Mksar Sltn | ZST1 | PLN Stock Materials | 000000003120014 | CABLE PWR ACC;CABLE SHOE CU 16mm2 | ZM0312 | BH | NORMAL | 0 | 0 | 0 | 0 | 1001 | HAR-Switchgear&Jaringan
7400 | UIW Sulselrabar | 7428 | PLN UP3 Makassar Selatan | 2180 | Gd Ar Mksar Sltn | ZST1 | PLN Stock Materials | 000000003120016 | CABLE PWR ACC;CABLE SHOE CU 35mm2 | ZM0312 | BH | PRE-MEMORY | 0 | 0 | 0 | 0 | 1001 | HAR-Switchgear&Jaringan
7400 | UIW Sulselrabar | 7428 | PLN UP3 Makassar Selatan | 2180 | Gd Ar Mksar Sltn | ZST1 | PLN Stock Materials | 000000003120016 | CABLE PWR ACC;CABLE SHOE CU 35mm2 | ZM0312 | BH | NORMAL | 0 | 0 | 0 | 0 | 1001 | HAR-Switchgear&Jaringan
7400 | UIW Sulselrabar | 7428 | PLN UP3 Makassar Selatan | 2180 | Gd Ar Mksar Sltn | ZST1 | PLN Stock Materials | 000000003120017 | CABLE PWR ACC;CABLE SHOE CU 50mm2 | ZM0312 | BH | PRE-MEMORY | 0 | 0 | 0 | 0 | 1001 | HAR-Switchgear&Jaringan
7400 | UIW Sulselrabar | 7428 | PLN UP3 Makassar Selatan | 2180 | Gd Ar Mksar Sltn | ZST1 | PLN Stock Materials | 000000003120017 | CABLE PWR ACC;CABLE SHOE CU 50mm2 | ZM0312 | BH | NORMAL | 0 | 0 | 0 | 0 | 1001 | HAR-Switchgear&Jaringan
7400 | UIW Sulselrabar | 7428 | PLN UP3 Makassar Selatan | 2180 | Gd Ar Mksar Sltn | ZST1 | PLN Stock Materials | 000000003120018 | CABLE PWR ACC;CABLE SHOE CU 95mm2 | ZM0312 | BH | PRE-MEMORY | 0 | 0 | 0 | 0 | 1001 | HAR-Switchgear&Jaringan
7400 | UIW Sulselrabar | 7428 | PLN UP3 Makassar Selatan | 2180 | Gd Ar Mksar Sltn | ZST1 | PLN Stock Materials | 000000003120018 | CABLE PWR ACC;CABLE SHOE CU 95mm2 | ZM0312 | BH | NORMAL | 0 | 0 | 0 | 0 | 1001 | HAR-Switchgear&Jaringan
7400 | UIW Sulselrabar | 7428 | PLN UP3 Makassar Selatan | 2180 | Gd Ar Mksar Sltn | ZST1 | PLN Stock Materials | 000000003120033 | CABLE PWR ACC;DEAD END ASSY ADJ 70mm | ZM0312 | SET | NORMAL | 0 | 0 | 0 | 0 | 1001 | HAR-Switchgear&Jaringan
7400 | UIW Sulselrabar | 7428 | PLN UP3 Makassar Selatan | 2180 | Gd Ar Mksar Sltn | ZST1 | PLN Stock Materials | 000000003120037 | CABLE PWR ACC;DEAD END ASSY FIXED 50mm | ZM0312 | SET | NORMAL | 0 | 0 | 0 | 0 | 1001 | HAR-Switchgear&Jaringan
7400 | UIW Sulselrabar | 7428 | PLN UP3 Makassar Selatan | 2180 | Gd Ar Mksar Sltn | ZST1 | PLN Stock Materials | 000000003120038 | CABLE PWR ACC;DEAD END ASSY FIXED 70mm | ZM0312 | SET | PRE-MEMORY | 0 | 0 | 0 | 0 | 1001 | HAR-Switchgear&Jaringan
7400 | UIW Sulselrabar | 7428 | PLN UP3 Makassar Selatan | 2180 | Gd Ar Mksar Sltn | ZST1 | PLN Stock Materials | 000000003120038 | CABLE PWR ACC;DEAD END ASSY FIXED 70mm | ZM0312 | SET | NORMAL | 0 | 0 | 0 | 0 | 1001 | HAR-Switchgear&Jaringan
7400 | UIW Sulselrabar | 7428 | PLN UP3 Makassar Selatan | 2180 | Gd Ar Mksar Sltn | ZST1 | PLN Stock Materials | 000000003120042 | CABLE PWR ACC;FIXING COLLAR FOR ST 1.5IN | ZM0312 | BH | NORMAL | 2867 | 0 | 0 | 0 | 1001 | HAR-Switchgear&Jaringan
7400 | UIW Sulselrabar | 7428 | PLN UP3 Makassar Selatan | 2180 | Gd Ar Mksar Sltn | ZST1 | PLN Stock Materials | 000000003120058 | CABLE PWR ACC;LARGE ANGLE ASSY 70mm | ZM0312 | SET | PRE-MEMORY | 0 | 0 | 0 | 0 | 1001 | HAR-Switchgear&Jaringan
7400 | UIW Sulselrabar | 7428 | PLN UP3 Makassar Selatan | 2180 | Gd Ar Mksar Sltn | ZST1 | PLN Stock Materials | 000000003120058 | CABLE PWR ACC;LARGE ANGLE ASSY 70mm | ZM0312 | SET | NORMAL | 0 | 0 | 0 | 0 | 1001 | HAR-Switchgear&Jaringan
7400 | UIW Sulselrabar | 7428 | PLN UP3 Makassar Selatan | 2180 | Gd Ar Mksar Sltn | ZST1 | PLN Stock Materials | 000000003120060 | CABLE PWR ACC;LINK 25X25mm | ZM0312 | BH | NORMAL | 2299 | 0 | 0 | 0 | 1001 | HAR-Switchgear&Jaringan
7400 | UIW Sulselrabar | 7428 | PLN UP3 Makassar Selatan | 2180 | Gd Ar Mksar Sltn | ZST1 | PLN Stock Materials | 000000003120061 | CABLE PWR ACC;LINK 25X50mm | ZM0312 | BH | NORMAL | 2062 | 0 | 0 | 0 | 1001 | HAR-Switchgear&Jaringan
7400 | UIW Sulselrabar | 7428 | PLN UP3 Makassar Selatan | 2180 | Gd Ar Mksar Sltn | ZST1 | PLN Stock Materials | 000000003120069 | CABLE PWR ACC;PROTECTIV CUP DIA 1.5IN | ZM0312 | BH | HAPUS | 0 | 0 | 0 | 0 | 1021 | HAR-Material Utk Dihapus
7400 | UIW Sulselrabar | 7428 | PLN UP3 Makassar Selatan | 2180 | Gd Ar Mksar Sltn | ZST1 | PLN Stock Materials | 000000003120070 | CABLE PWR ACC;PROTECTIVE ZING DIA 1.5IN | ZM0312 | BH | NORMAL | 0 | 0 | 0 | 0 | 1001 | HAR-Switchgear&Jaringan
7400 | UIW Sulselrabar | 7428 | PLN UP3 Makassar Selatan | 2180 | Gd Ar Mksar Sltn | ZST1 | PLN Stock Materials | 000000003120092 | CABLE PWR ACC;SUSPENSION ASSY 70mm | ZM0312 | SET | PRE-MEMORY | 0 | 0 | 0 | 0 | 1001 | HAR-Switchgear&Jaringan
7400 | UIW Sulselrabar | 7428 | PLN UP3 Makassar Selatan | 2180 | Gd Ar Mksar Sltn | ZST1 | PLN Stock Materials | 000000003120092 | CABLE PWR ACC;SUSPENSION ASSY 70mm | ZM0312 | SET | NORMAL | 131 | 0 | 0 | 0 | 1001 | HAR-Switchgear&Jaringan
7400 | UIW Sulselrabar | 7428 | PLN UP3 Makassar Selatan | 2180 | Gd Ar Mksar Sltn | ZST1 | PLN Stock Materials | 000000003120099 | CABLE PWR ACC;TURN BUCKLE DIA 12mm | ZM0312 | BH | HAPUS | 0 | 0 | 0 | 0 | 1021 | HAR-Material Utk Dihapus
7400 | UIW Sulselrabar | 7428 | PLN UP3 Makassar Selatan | 2180 | Gd Ar Mksar Sltn | ZST1 | PLN Stock Materials | 000000003120113 | CABLE PWR ACC;CABLE SHOE AL-CU 50mm2 | ZM0312 | BH | PRE-MEMORY | 0 | 0 | 0 | 0 | 1001 | HAR-Switchgear&Jaringan
7400 | UIW Sulselrabar | 7428 | PLN UP3 Makassar Selatan | 2180 | Gd Ar Mksar Sltn | ZST1 | PLN Stock Materials | 000000003120113 | CABLE PWR ACC;CABLE SHOE AL-CU 50mm2 | ZM0312 | BH | NORMAL | 0 | 0 | 0 | 0 | 1001 | HAR-Switchgear&Jaringan
7400 | UIW Sulselrabar | 7428 | PLN UP3 Makassar Selatan | 2180 | Gd Ar Mksar Sltn | ZST1 | PLN Stock Materials | 000000003120114 | CABLE PWR ACC;CABLE SHOE CU 70mm2 | ZM0312 | BH | PRE-MEMORY | 0 | 0 | 0 | 0 | 1001 | HAR-Switchgear&Jaringan
7400 | UIW Sulselrabar | 7428 | PLN UP3 Makassar Selatan | 2180 | Gd Ar Mksar Sltn | ZST1 | PLN Stock Materials | 000000003120114 | CABLE PWR ACC;CABLE SHOE CU 70mm2 | ZM0312 | BH | NORMAL | 0 | 0 | 0 | 0 | 1001 | HAR-Switchgear&Jaringan
7400 | UIW Sulselrabar | 7428 | PLN UP3 Makassar Selatan | 2180 | Gd Ar Mksar Sltn | ZST1 | PLN Stock Materials | 000000003120116 | CABLE PWR ACC;CABLE SHOE AL-CU 95mm2 | ZM0312 | BH | PRE-MEMORY | 0 | 0 | 0 | 0 | 1001 | HAR-Switchgear&Jaringan
7400 | UIW Sulselrabar | 7428 | PLN UP3 Makassar Selatan | 2180 | Gd Ar Mksar Sltn | ZST1 | PLN Stock Materials | 000000003120116 | CABLE PWR ACC;CABLE SHOE AL-CU 95mm2 | ZM0312 | BH | NORMAL | 0 | 0 | 0 | 0 | 1001 | HAR-Switchgear&Jaringan
7400 | UIW Sulselrabar | 7428 | PLN UP3 Makassar Selatan | 2180 | Gd Ar Mksar Sltn | ZST1 | PLN Stock Materials | 000000003120118 | CABLE PWR ACC;CABLE SHOE AL-CU 150mm2 | ZM0312 | BH | PRE-MEMORY | 0 | 0 | 0 | 0 | 1001 | HAR-Switchgear&Jaringan
7400 | UIW Sulselrabar | 7428 | PLN UP3 Makassar Selatan | 2180 | Gd Ar Mksar Sltn | ZST1 | PLN Stock Materials | 000000003120118 | CABLE PWR ACC;CABLE SHOE AL-CU 150mm2 | ZM0312 | BH | NORMAL | 0 | 0 | 0 | 0 | 1001 | HAR-Switchgear&Jaringan
7400 | UIW Sulselrabar | 7428 | PLN UP3 Makassar Selatan | 2180 | Gd Ar Mksar Sltn | ZST1 | PLN Stock Materials | 000000003120121 | CABLE PWR ACC;CABLE SHOE CU 240mm2 | ZM0312 | BH | PRE-MEMORY | 0 | 0 | 0 | 0 | 1001 | HAR-Switchgear&Jaringan
7400 | UIW Sulselrabar | 7428 | PLN UP3 Makassar Selatan | 2180 | Gd Ar Mksar Sltn | ZST1 | PLN Stock Materials | 000000003120121 | CABLE PWR ACC;CABLE SHOE CU 240mm2 | ZM0312 | BH | NORMAL | 0 | 0 | 0 | 0 | 1001 | HAR-Switchgear&Jaringan
7400 | UIW Sulselrabar | 7428 | PLN UP3 Makassar Selatan | 2180 | Gd Ar Mksar Sltn | ZST1 | PLN Stock Materials | 000000003120126 | CABLE PWR ACC;CABLE SHOE AL 35mm2 | ZM0312 | BH | PRE-MEMORY | 0 | 0 | 0 | 0 | 1001 | HAR-Switchgear&Jaringan
7400 | UIW Sulselrabar | 7428 | PLN UP3 Makassar Selatan | 2180 | Gd Ar Mksar Sltn | ZST1 | PLN Stock Materials | 000000003120126 | CABLE PWR ACC;CABLE SHOE AL 35mm2 | ZM0312 | BH | NORMAL | 2012 | 0 | 0 | 0 | 1001 | HAR-Switchgear&Jaringan
7400 | UIW Sulselrabar | 7428 | PLN UP3 Makassar Selatan | 2180 | Gd Ar Mksar Sltn | ZST1 | PLN Stock Materials | 000000003120142 | CABLE PWR ACC;WEDGE CLAMP 2x(6-16)mm | ZM0312 | BH | NORMAL | 0 | 0 | 0 | 0 | 1001 | HAR-Switchgear&Jaringan
7400 | UIW Sulselrabar | 7428 | PLN UP3 Makassar Selatan | 2180 | Gd Ar Mksar Sltn | ZST1 | PLN Stock Materials | 000000003120154 | CABLE PWR ACC;CABLE SHOE AL-CU 1H 35mm2 | ZM0312 | BH | NORMAL | 1942 | 0 | 0 | 0 | 1001 | HAR-Switchgear&Jaringan
7400 | UIW Sulselrabar | 7428 | PLN UP3 Makassar Selatan | 2180 | Gd Ar Mksar Sltn | ZST1 | PLN Stock Materials | 000000003120155 | CABLE PWR ACC;CABLE SHOE AL-CU 1H 50mm2 | ZM0312 | BH | NORMAL | 4531 | 0 | 0 | 0 | 1001 | HAR-Switchgear&Jaringan
7400 | UIW Sulselrabar | 7428 | PLN UP3 Makassar Selatan | 2180 | Gd Ar Mksar Sltn | ZST1 | PLN Stock Materials | 000000003120156 | CABLE PWR ACC;CABLE SHOE AL-CU 1H 70mm2 | ZM0312 | BH | PRE-MEMORY | 0 | 0 | 0 | 0 | 1001 | HAR-Switchgear&Jaringan
7400 | UIW Sulselrabar | 7428 | PLN UP3 Makassar Selatan | 2180 | Gd Ar Mksar Sltn | ZST1 | PLN Stock Materials | 000000003120156 | CABLE PWR ACC;CABLE SHOE AL-CU 1H 70mm2 | ZM0312 | BH | NORMAL | 68 | 0 | 0 | 0 | 1001 | HAR-Switchgear&Jaringan
7400 | UIW Sulselrabar | 7428 | PLN UP3 Makassar Selatan | 2180 | Gd Ar Mksar Sltn | ZST1 | PLN Stock Materials | 000000003120157 | CABLE PWR ACC;CABLE SHOE AL-CU 1H 95mm2 | ZM0312 | BH | NORMAL | 0 | 0 | 0 | 0 | 1001 | HAR-Switchgear&Jaringan
7400 | UIW Sulselrabar | 7428 | PLN UP3 Makassar Selatan | 2180 | Gd Ar Mksar Sltn | ZST1 | PLN Stock Materials | 000000003120159 | CABLE PWR ACC;CABLE SHOE AL-CU 1H 150mm2 | ZM0312 | BH | NORMAL | 3336 | 0 | 0 | 0 | 1001 | HAR-Switchgear&Jaringan
7400 | UIW Sulselrabar | 7428 | PLN UP3 Makassar Selatan | 2180 | Gd Ar Mksar Sltn | ZST1 | PLN Stock Materials | 000000003120161 | CABLE PWR ACC;CABLE SHOE AL-CU 1H 240mm2 | ZM0312 | BH | NORMAL | 3584 | 0 | 0 | 0 | 1001 | HAR-Switchgear&Jaringan
7400 | UIW Sulselrabar | 7428 | PLN UP3 Makassar Selatan | 2180 | Gd Ar Mksar Sltn | ZST1 | PLN Stock Materials | 000000003120167 | CABLE PWR ACC;CABLE SHOE AL-CU 2H 50mm2 | ZM0312 | BH | NORMAL | 0 | 0 | 0 | 0 | 1001 | HAR-Switchgear&Jaringan
7400 | UIW Sulselrabar | 7428 | PLN UP3 Makassar Selatan | 2180 | Gd Ar Mksar Sltn | ZST1 | PLN Stock Materials | 000000003120171 | CABLE PWR ACC;CABLE SHOE AL-CU 2H 150mm2 | ZM0312 | BH | NORMAL | 4120 | 0 | 0 | 0 | 1001 | HAR-Switchgear&Jaringan
7400 | UIW Sulselrabar | 7428 | PLN UP3 Makassar Selatan | 2180 | Gd Ar Mksar Sltn | ZST1 | PLN Stock Materials | 000000003120173 | CABLE PWR ACC;CABLE SHOE AL-CU 2H 240mm2 | ZM0312 | BH | PRE-MEMORY | 0 | 0 | 0 | 0 | 1001 | HAR-Switchgear&Jaringan
7400 | UIW Sulselrabar | 7428 | PLN UP3 Makassar Selatan | 2180 | Gd Ar Mksar Sltn | ZST1 | PLN Stock Materials | 000000003120173 | CABLE PWR ACC;CABLE SHOE AL-CU 2H 240mm2 | ZM0312 | BH | NORMAL | 0 | 0 | 0 | 0 | 1001 | HAR-Switchgear&Jaringan
7400 | UIW Sulselrabar | 7428 | PLN UP3 Makassar Selatan | 2180 | Gd Ar Mksar Sltn | ZST1 | PLN Stock Materials | 000000003120174 | CABLE PWR ACC;CABLE SHOE AL-CU 2H 300mm2 | ZM0312 | BH | NORMAL | 0 | 0 | 0 | 0 | 1001 | HAR-Switchgear&Jaringan
7400 | UIW Sulselrabar | 7428 | PLN UP3 Makassar Selatan | 2180 | Gd Ar Mksar Sltn | ZST1 | PLN Stock Materials | 000000003120182 | CABLE PWR ACC;CABLE SHOE AL ID 1H 120mm2 | ZM0312 | BH | PRE-MEMORY | 0 | 0 | 0 | 0 | 1001 | HAR-Switchgear&Jaringan
7400 | UIW Sulselrabar | 7428 | PLN UP3 Makassar Selatan | 2180 | Gd Ar Mksar Sltn | ZST1 | PLN Stock Materials | 000000003120182 | CABLE PWR ACC;CABLE SHOE AL ID 1H 120mm2 | ZM0312 | BH | NORMAL | 0 | 0 | 0 | 0 | 1001 | HAR-Switchgear&Jaringan
7400 | UIW Sulselrabar | 7428 | PLN UP3 Makassar Selatan | 2180 | Gd Ar Mksar Sltn | ZST1 | PLN Stock Materials | 000000003120207 | CABLE PWR ACC;CABLE SHOE AL ID 2H 150mm2 | ZM0312 | BH | NORMAL | 0 | 0 | 0 | 0 | 1001 | HAR-Switchgear&Jaringan
7400 | UIW Sulselrabar | 7428 | PLN UP3 Makassar Selatan | 2180 | Gd Ar Mksar Sltn | ZST1 | PLN Stock Materials | 000000003120226 | CABLE PWR ACC;CABLE SHOE CU ID 1H 35mm2 | ZM0312 | BH | NORMAL | 4054 | 0 | 0 | 0 | 1001 | HAR-Switchgear&Jaringan
7400 | UIW Sulselrabar | 7428 | PLN UP3 Makassar Selatan | 2180 | Gd Ar Mksar Sltn | ZST1 | PLN Stock Materials | 000000003120227 | CABLE PWR ACC;CABLE SHOE CU ID 1H 50mm2 | ZM0312 | BH | NORMAL | 6341 | 0 | 0 | 0 | 1001 | HAR-Switchgear&Jaringan
7400 | UIW Sulselrabar | 7428 | PLN UP3 Makassar Selatan | 2180 | Gd Ar Mksar Sltn | ZST1 | PLN Stock Materials | 000000003120228 | CABLE PWR ACC;CABLE SHOE CU ID 1H 70mm2 | ZM0312 | BH | NORMAL | 2096 | 0 | 0 | 0 | 1001 | HAR-Switchgear&Jaringan
7400 | UIW Sulselrabar | 7428 | PLN UP3 Makassar Selatan | 2180 | Gd Ar Mksar Sltn | ZST1 | PLN Stock Materials | 000000003120229 | CABLE PWR ACC;CABLE SHOE CU ID 1H 95mm2 | ZM0312 | BH | NORMAL | 8759.003 | 0 | 0 | 0 | 1001 | HAR-Switchgear&Jaringan
7400 | UIW Sulselrabar | 7428 | PLN UP3 Makassar Selatan | 2180 | Gd Ar Mksar Sltn | ZST1 | PLN Stock Materials | 000000003120231 | CABLE PWR ACC;CABLE SHOE CU ID 1H 150mm2 | ZM0312 | BH | PRE-MEMORY | 0 | 0 | 0 | 0 | 1001 | HAR-Switchgear&Jaringan
7400 | UIW Sulselrabar | 7428 | PLN UP3 Makassar Selatan | 2180 | Gd Ar Mksar Sltn | ZST1 | PLN Stock Materials | 000000003120231 | CABLE PWR ACC;CABLE SHOE CU ID 1H 150mm2 | ZM0312 | BH | NORMAL | 6374 | 0 | 0 | 0 | 1001 | HAR-Switchgear&Jaringan
7400 | UIW Sulselrabar | 7428 | PLN UP3 Makassar Selatan | 2180 | Gd Ar Mksar Sltn | ZST1 | PLN Stock Materials | 000000003120232 | CABLE PWR ACC;CABLE SHOE CU ID 1H 185mm2 | ZM0312 | BH | NORMAL | 0 | 0 | 0 | 0 | 1001 | HAR-Switchgear&Jaringan
7400 | UIW Sulselrabar | 7428 | PLN UP3 Makassar Selatan | 2180 | Gd Ar Mksar Sltn | ZST1 | PLN Stock Materials | 000000003120244 | CABLE PWR ACC;CABLE SHOE CU OD 1H 150mm2 | ZM0312 | BH | PRE-MEMORY | 0 | 0 | 0 | 0 | 1001 | HAR-Switchgear&Jaringan
7400 | UIW Sulselrabar | 7428 | PLN UP3 Makassar Selatan | 2180 | Gd Ar Mksar Sltn | ZST1 | PLN Stock Materials | 000000003120244 | CABLE PWR ACC;CABLE SHOE CU OD 1H 150mm2 | ZM0312 | BH | NORMAL | 0 | 0 | 0 | 0 | 1001 | HAR-Switchgear&Jaringan
7400 | UIW Sulselrabar | 7428 | PLN UP3 Makassar Selatan | 2180 | Gd Ar Mksar Sltn | ZST1 | PLN Stock Materials | 000000003120299 | CABLE PWR ACC;SEAL END;20KV;3x150mm2;ID | ZM0312 | BH | NORMAL | 0 | 0 | 0 | 0 | 1001 | HAR-Switchgear&Jaringan
7400 | UIW Sulselrabar | 7428 | PLN UP3 Makassar Selatan | 2180 | Gd Ar Mksar Sltn | ZST1 | PLN Stock Materials | 000000003120311 | CABLE PWR ACC;SEAL END;20KV;3x150mm2;OD | ZM0312 | BH | NORMAL | 0 | 0 | 0 | 0 | 1001 | HAR-Switchgear&Jaringan
7400 | UIW Sulselrabar | 7428 | PLN UP3 Makassar Selatan | 2180 | Gd Ar Mksar Sltn | ZST1 | PLN Stock Materials | 000000003120312 | CABLE PWR ACC;SEAL END;20KV;3x240mm2;OD | ZM0312 | BH | NORMAL | 0 | 0 | 0 | 0 | 1001 | HAR-Switchgear&Jaringan
7400 | UIW Sulselrabar | 7428 | PLN UP3 Makassar Selatan | 2180 | Gd Ar Mksar Sltn | ZST1 | PLN Stock Materials | 000000003120313 | CABLE PWR ACC;SERVICE WC 6-16mm2 | ZM0312 | BH | NORMAL | 0 | 0 | 0 | 0 | 1001 | HAR-Switchgear&Jaringan
7400 | UIW Sulselrabar | 7428 | PLN UP3 Makassar Selatan | 2180 | Gd Ar Mksar Sltn | ZST1 | PLN Stock Materials | 000000003120314 | CABLE PWR ACC;SERVICE WC 6-25/6-25mm2 | ZM0312 | BH | PRE-MEMORY | 0 | 0 | 0 | 0 | 1001 | HAR-Switchgear&Jaringan
7400 | UIW Sulselrabar | 7428 | PLN UP3 Makassar Selatan | 2180 | Gd Ar Mksar Sltn | ZST1 | PLN Stock Materials | 000000003120314 | CABLE PWR ACC;SERVICE WC 6-25/6-25mm2 | ZM0312 | BH | NORMAL | 0 | 0 | 0 | 0 | 1001 | HAR-Switchgear&Jaringan
7400 | UIW Sulselrabar | 7428 | PLN UP3 Makassar Selatan | 2180 | Gd Ar Mksar Sltn | ZST1 | PLN Stock Materials | 000000003120317 | CABLE PWR ACC;STRAIN HOOK SR | ZM0312 | BH | HAPUS | 0 | 0 | 0 | 0 | 1021 | HAR-Material Utk Dihapus
7400 | UIW Sulselrabar | 7428 | PLN UP3 Makassar Selatan | 2180 | Gd Ar Mksar Sltn | ZST1 | PLN Stock Materials | 000000003120328 | CABLE PWR ACC;STROP MANCHET TIMAH 1.5" | ZM0312 | BH | NORMAL | 3 | 0 | 0 | 0 | 1001 | HAR-Switchgear&Jaringan
7400 | UIW Sulselrabar | 7428 | PLN UP3 Makassar Selatan | 2180 | Gd Ar Mksar Sltn | ZST1 | PLN Stock Materials | 000000003120348 | CABLE PWR ACC;HEATSHRINK 70mm | ZM0312 | BH | NORMAL | 0 | 0 | 0 | 0 | 1001 | HAR-Switchgear&Jaringan
7400 | UIW Sulselrabar | 7428 | PLN UP3 Makassar Selatan | 2180 | Gd Ar Mksar Sltn | ZST1 | PLN Stock Materials | 000000003120366 | CABLE PWR ACC;STRAIGHT JOINT 3X1X240mm2 | ZM0312 | SET | NORMAL | 0 | 0 | 0 | 0 | 1001 | HAR-Switchgear&Jaringan
7400 | UIW Sulselrabar | 7428 | PLN UP3 Makassar Selatan | 2180 | Gd Ar Mksar Sltn | ZST1 | PLN Stock Materials | 000000003120373 | CABLE PWR ACC;FLATWISE ELBOW 10-300 | ZM0312 | BH | NORMAL | 8347.383 | 0 | 0 | 0 | 1001 | HAR-Switchgear&Jaringan
7400 | UIW Sulselrabar | 7428 | PLN UP3 Makassar Selatan | 2180 | Gd Ar Mksar Sltn | ZST1 | PLN Stock Materials | 000000003120394 | CABLE PWR ACC;CABLE SHOE CU 300mm2 | ZM0312 | BH | NORMAL | 0 | 0 | 0 | 0 | 1001 | HAR-Switchgear&Jaringan
7400 | UIW Sulselrabar | 7428 | PLN UP3 Makassar Selatan | 2180 | Gd Ar Mksar Sltn | ZST1 | PLN Stock Materials | 000000003120419 | CABLE PWR ACC;CABLE SHOE AL 25mm2 | ZM0312 | BH | NORMAL | 18 | 0 | 0 | 0 | 1001 | HAR-Switchgear&Jaringan
7400 | UIW Sulselrabar | 7428 | PLN UP3 Makassar Selatan | 2180 | Gd Ar Mksar Sltn | ZST1 | PLN Stock Materials | 000000003120428 | CABLE PWR ACC;DEAD END ASSY FIXED50-70mm | ZM0312 | SET | NORMAL | 0 | 0 | 0 | 0 | 1001 | HAR-Switchgear&Jaringan
7400 | UIW Sulselrabar | 7428 | PLN UP3 Makassar Selatan | 2180 | Gd Ar Mksar Sltn | ZST1 | PLN Stock Materials | 000000003120481 | CABLE PWR ACC;STRAIGHT JOINT 70mm2 | ZM0312 | SET | HAPUS | 0 | 0 | 0 | 0 | 1021 | HAR-Material Utk Dihapus
7400 | UIW Sulselrabar | 7428 | PLN UP3 Makassar Selatan | 2180 | Gd Ar Mksar Sltn | ZST1 | PLN Stock Materials | 000000003120485 | CABLE PWR ACC;FOR ATTEDMENT FITTING | ZM0312 | BH | HAPUS | 0 | 0 | 0 | 0 | 1021 | HAR-Material Utk Dihapus
7400 | UIW Sulselrabar | 7428 | PLN UP3 Makassar Selatan | 2180 | Gd Ar Mksar Sltn | ZST1 | PLN Stock Materials | 000000003120486 | CABLE PWR ACC;SUSPENSION ASSY 25-70mm | ZM0312 | BH | NORMAL | 53 | 0 | 0 | 0 | 1001 | HAR-Switchgear&Jaringan
7400 | UIW Sulselrabar | 7428 | PLN UP3 Makassar Selatan | 2180 | Gd Ar Mksar Sltn | ZST1 | PLN Stock Materials | 000000003120530 | CABLE PWR ACC;WEDGE CLAMP 2/4x6-25mm2 | ZM0312 | BH | NORMAL | 0 | 0 | 0 | 0 | 1001 | HAR-Switchgear&Jaringan
7400 | UIW Sulselrabar | 7428 | PLN UP3 Makassar Selatan | 2180 | Gd Ar Mksar Sltn | ZST1 | PLN Stock Materials | 000000003120613 | CABLE PWR ACC;DEAD END ASSY FIXED 25-35m | ZM0312 | SET | NORMAL | 0 | 0 | 0 | 0 | 1001 | HAR-Switchgear&Jaringan
7400 | UIW Sulselrabar | 7428 | PLN UP3 Makassar Selatan | 2180 | Gd Ar Mksar Sltn | ZST1 | PLN Stock Materials | 000000003130002 | JOINT;1kV;AL-AL;10-16/10-16mm2;;1P;PRHS | ZM0313 | BH | NORMAL | 0 | 0 | 0 | 0 | 1001 | HAR-Switchgear&Jaringan
7400 | UIW Sulselrabar | 7428 | PLN UP3 Makassar Selatan | 2180 | Gd Ar Mksar Sltn | ZST1 | PLN Stock Materials | 000000003130043 | JOINT;20kV;AL-AL;3X150-3X240mm2;;3P;PR | ZM0313 | SET | NORMAL | 0 | 0 | 0 | 0 | 1001 | HAR-Switchgear&Jaringan
7400 | UIW Sulselrabar | 7428 | PLN UP3 Makassar Selatan | 2180 | Gd Ar Mksar Sltn | ZST1 | PLN Stock Materials | 000000003130106 | JOINT;0,6kV;AL-CU;70/95mm2;;3P;PRS HS | ZM0313 | SET | NORMAL | 0 | 0 | 0 | 0 | 1001 | HAR-Switchgear&Jaringan
7400 | UIW Sulselrabar | 7428 | PLN UP3 Makassar Selatan | 2180 | Gd Ar Mksar Sltn | ZST1 | PLN Stock Materials | 000000003150004 | TERM;20kV;JR;AL-CU;3P;3X150;NON ISO;ID | ZM0315 | SET | NORMAL | 0 | 0 | 0 | 0 | 1001 | HAR-Switchgear&Jaringan
7400 | UIW Sulselrabar | 7428 | PLN UP3 Makassar Selatan | 2180 | Gd Ar Mksar Sltn | ZST1 | PLN Stock Materials | 000000003150020 | TERM;20kV;JR;AL-CU;3P;3X240;NON ISO;ID | ZM0315 | SET | NORMAL | 0 | 0 | 0 | 0 | 1001 | HAR-Switchgear&Jaringan
7400 | UIW Sulselrabar | 7428 | PLN UP3 Makassar Selatan | 2180 | Gd Ar Mksar Sltn | ZST1 | PLN Stock Materials | 000000003150021 | TERM;20kV;JR;AL-CU;3P;3X240;NON ISO;OD | ZM0315 | SET | NORMAL | 0 | 0 | 0 | 0 | 1001 | HAR-Switchgear&Jaringan
7400 | UIW Sulselrabar | 7428 | PLN UP3 Makassar Selatan | 2180 | Gd Ar Mksar Sltn | ZST1 | PLN Stock Materials | 000000003150080 | TERM;20kV;JR;PR;1P;1X150mm;ISO;OD | ZM0315 | SET | NORMAL | 0 | 0 | 0 | 0 | 1001 | HAR-Switchgear&Jaringan
7400 | UIW Sulselrabar | 7428 | PLN UP3 Makassar Selatan | 2180 | Gd Ar Mksar Sltn | ZST1 | PLN Stock Materials | 000000003150149 | TERM;20KV;JR;PR;3P;3X120-180mm;ISO;ID | ZM0315 | SET | NORMAL | 0 | 0 | 0 | 0 | 1001 | HAR-Switchgear&Jaringan
7400 | UIW Sulselrabar | 7428 | PLN UP3 Makassar Selatan | 2180 | Gd Ar Mksar Sltn | ZST1 | PLN Stock Materials | 000000003150150 | TERM;20KV;JR;PR;3P;3X120-180mm;ISO;OD | ZM0315 | SET | NORMAL | 0 | 0 | 0 | 0 | 1001 | HAR-Switchgear&Jaringan
7400 | UIW Sulselrabar | 7428 | PLN UP3 Makassar Selatan | 2180 | Gd Ar Mksar Sltn | ZST1 | PLN Stock Materials | 000000003150155 | TERM;20KV;JR;PR;3P;3X240-400mm;ISO;ID | ZM0315 | SET | NORMAL | 0 | 0 | 0 | 0 | 1001 | HAR-Switchgear&Jaringan
7400 | UIW Sulselrabar | 7428 | PLN UP3 Makassar Selatan | 2180 | Gd Ar Mksar Sltn | ZST1 | PLN Stock Materials | 000000003150156 | TERM;20KV;JR;PR;3P;3X240-400mm;ISO;OD | ZM0315 | SET | NORMAL | 0 | 0 | 0 | 0 | 1001 | HAR-Switchgear&Jaringan
7400 | UIW Sulselrabar | 7428 | PLN UP3 Makassar Selatan | 2180 | Gd Ar Mksar Sltn | ZST1 | PLN Stock Materials | 000000003150204 | TERM;20kV;;SINGLE CORE;;240-300sqmm;;ID | ZM0315 | SET | NORMAL | 0 | 0 | 0 | 0 | 1001 | HAR-Switchgear&Jaringan
7400 | UIW Sulselrabar | 7428 | PLN UP3 Makassar Selatan | 2180 | Gd Ar Mksar Sltn | ZST1 | PLN Stock Materials | 000000003150205 | TERM;20kV;;SINGLE CORE;;240-300sqmm;;OD | ZM0315 | SET | NORMAL | 0 | 0 | 0 | 0 | 1001 | HAR-Switchgear&Jaringan
7400 | UIW Sulselrabar | 7428 | PLN UP3 Makassar Selatan | 2180 | Gd Ar Mksar Sltn | ZST1 | PLN Stock Materials | 000000003160021 | TERM ACC;TERM CABLE;20KV;1X240mm2;OD | ZM0316 | BH | NORMAL | 0 | 0 | 0 | 0 | 1001 | HAR-Switchgear&Jaringan
7400 | UIW Sulselrabar | 7428 | PLN UP3 Makassar Selatan | 2180 | Gd Ar Mksar Sltn | ZST1 | PLN Stock Materials | 000000003160030 | TERM ACC;TERM CABLE;20KV;3X150;ID | ZM0316 | BH | NORMAL | 0 | 0 | 0 | 0 | 1001 | HAR-Switchgear&Jaringan
7400 | UIW Sulselrabar | 7428 | PLN UP3 Makassar Selatan | 2180 | Gd Ar Mksar Sltn | ZST1 | PLN Stock Materials | 000000003160031 | TERM ACC;TERM CABLE;20KV;3X150;OD | ZM0316 | BH | NORMAL | 0 | 0 | 0 | 0 | 1001 | HAR-Switchgear&Jaringan
7400 | UIW Sulselrabar | 7428 | PLN UP3 Makassar Selatan | 2180 | Gd Ar Mksar Sltn | ZST1 | PLN Stock Materials | 000000003160032 | TERM ACC;TERM CABLE;20KV;3X240;ID | ZM0316 | BH | NORMAL | 0 | 0 | 0 | 0 | 1001 | HAR-Switchgear&Jaringan
7400 | UIW Sulselrabar | 7428 | PLN UP3 Makassar Selatan | 2180 | Gd Ar Mksar Sltn | ZST1 | PLN Stock Materials | 000000003160033 | TERM ACC;TERM CABLE;20KV;3X240;OD | ZM0316 | BH | NORMAL | 0 | 0 | 0 | 0 | 1001 | HAR-Switchgear&Jaringan
7400 | UIW Sulselrabar | 7428 | PLN UP3 Makassar Selatan | 2180 | Gd Ar Mksar Sltn | ZST1 | PLN Stock Materials | 000000003160081 | TERM ACC;ELASTIMOLD 150 MM2 | ZM0316 | SET | NORMAL | 0 | 0 | 0 | 0 | 1001 | HAR-Switchgear&Jaringan
7400 | UIW Sulselrabar | 7428 | PLN UP3 Makassar Selatan | 2180 | Gd Ar Mksar Sltn | ZST1 | PLN Stock Materials | 000000003160082 | TERM ACC;ELASTIMOLD 240 MM2 | ZM0316 | SET | NORMAL | 0 | 0 | 0 | 0 | 1001 | HAR-Switchgear&Jaringan
7400 | UIW Sulselrabar | 7428 | PLN UP3 Makassar Selatan | 2180 | Gd Ar Mksar Sltn | ZST1 | PLN Stock Materials | 000000003160093 | TERM ACC;TERMINATION 3 CORE 240MM2 | ZM0316 | SET | NORMAL | 0 | 0 | 0 | 0 | 1001 | HAR-Switchgear&Jaringan
7400 | UIW Sulselrabar | 7428 | PLN UP3 Makassar Selatan | 2180 | Gd Ar Mksar Sltn | ZST1 | PLN Stock Materials | 000000003190002 | CUT OUT;20kV;6-100A;10kA;125kV | ZM0319 | BH | NORMAL | 0 | 0 | 0 | 0 | 1001 | HAR-Switchgear&Jaringan
7400 | UIW Sulselrabar | 7428 | PLN UP3 Makassar Selatan | 2180 | Gd Ar Mksar Sltn | ZST1 | PLN Stock Materials | 000000003190003 | CUT OUT;20kV;6-100A;12kA;125kV | ZM0319 | BH | NORMAL | 0 | 0 | 0 | 0 | 1001 | HAR-Switchgear&Jaringan
7400 | UIW Sulselrabar | 7428 | PLN UP3 Makassar Selatan | 2180 | Gd Ar Mksar Sltn | ZST1 | PLN Stock Materials | 000000003190018 | CUT OUT;24kV;6-100A;12kA;POLYMER-125kV | ZM0319 | BH | PRE-MEMORY | 0 | 0 | 0 | 0 | 1001 | HAR-Switchgear&Jaringan
7400 | UIW Sulselrabar | 7428 | PLN UP3 Makassar Selatan | 2180 | Gd Ar Mksar Sltn | ZST1 | PLN Stock Materials | 000000003190018 | CUT OUT;24kV;6-100A;12kA;POLYMER-125kV | ZM0319 | BH | NORMAL | 0 | 0 | 0 | 0 | 1001 | HAR-Switchgear&Jaringan
7400 | UIW Sulselrabar | 7428 | PLN UP3 Makassar Selatan | 2180 | Gd Ar Mksar Sltn | ZST1 | PLN Stock Materials | 000000003190019 | CUT OUT;24KV;100A;;POLYMER | ZM0319 | BH | NORMAL | 0 | 0 | 0 | 0 | 1001 | HAR-Switchgear&Jaringan
7400 | UIW Sulselrabar | 7428 | PLN UP3 Makassar Selatan | 2180 | Gd Ar Mksar Sltn | ZST1 | PLN Stock Materials | 000000003190028 | CUT OUT;24KV;100A;12.5KA;POLYMER | ZM0319 | BH | NORMAL | 0 | 200 | 0 | 0 | 1001 | HAR-Switchgear&Jaringan
7400 | UIW Sulselrabar | 7428 | PLN UP3 Makassar Selatan | 2180 | Gd Ar Mksar Sltn | ZST1 | PLN Stock Materials | 000000003200002 | CUT OUT ACC;FUSE LINK 20kV 10A | ZM0320 | BH | PRE-MEMORY | 0 | 0 | 0 | 0 | 1001 | HAR-Switchgear&Jaringan
7400 | UIW Sulselrabar | 7428 | PLN UP3 Makassar Selatan | 2180 | Gd Ar Mksar Sltn | ZST1 | PLN Stock Materials | 000000003200002 | CUT OUT ACC;FUSE LINK 20kV 10A | ZM0320 | BH | NORMAL | 1661 | 0 | 0 | 0 | 1001 | HAR-Switchgear&Jaringan
7400 | UIW Sulselrabar | 7428 | PLN UP3 Makassar Selatan | 2180 | Gd Ar Mksar Sltn | ZST1 | PLN Stock Materials | 000000003200003 | CUT OUT ACC;FUSE LINK 20kV 12A | ZM0320 | BH | PRE-MEMORY | 0 | 0 | 0 | 0 | 1001 | HAR-Switchgear&Jaringan
7400 | UIW Sulselrabar | 7428 | PLN UP3 Makassar Selatan | 2180 | Gd Ar Mksar Sltn | ZST1 | PLN Stock Materials | 000000003200003 | CUT OUT ACC;FUSE LINK 20kV 12A | ZM0320 | BH | NORMAL | 0 | 0 | 0 | 0 | 1001 | HAR-Switchgear&Jaringan
7400 | UIW Sulselrabar | 7428 | PLN UP3 Makassar Selatan | 2180 | Gd Ar Mksar Sltn | ZST1 | PLN Stock Materials | 000000003200004 | CUT OUT ACC;FUSE LINK 20kV 15A | ZM0320 | BH | PRE-MEMORY | 0 | 0 | 0 | 0 | 1001 | HAR-Switchgear&Jaringan
7400 | UIW Sulselrabar | 7428 | PLN UP3 Makassar Selatan | 2180 | Gd Ar Mksar Sltn | ZST1 | PLN Stock Materials | 000000003200004 | CUT OUT ACC;FUSE LINK 20kV 15A | ZM0320 | BH | NORMAL | 2302 | 0 | 0 | 0 | 1001 | HAR-Switchgear&Jaringan
7400 | UIW Sulselrabar | 7428 | PLN UP3 Makassar Selatan | 2180 | Gd Ar Mksar Sltn | ZST1 | PLN Stock Materials | 000000003200005 | CUT OUT ACC;FUSE LINK 20kV 20A | ZM0320 | BH | PRE-MEMORY | 0 | 0 | 0 | 0 | 1001 | HAR-Switchgear&Jaringan
7400 | UIW Sulselrabar | 7428 | PLN UP3 Makassar Selatan | 2180 | Gd Ar Mksar Sltn | ZST1 | PLN Stock Materials | 000000003200005 | CUT OUT ACC;FUSE LINK 20kV 20A | ZM0320 | BH | NORMAL | 3347 | 0 | 0 | 0 | 1001 | HAR-Switchgear&Jaringan
7400 | UIW Sulselrabar | 7428 | PLN UP3 Makassar Selatan | 2180 | Gd Ar Mksar Sltn | ZST1 | PLN Stock Materials | 000000003200007 | CUT OUT ACC;FUSE LINK 20kV 25A | ZM0320 | BH | PRE-MEMORY | 0 | 0 | 0 | 0 | 1001 | HAR-Switchgear&Jaringan
7400 | UIW Sulselrabar | 7428 | PLN UP3 Makassar Selatan | 2180 | Gd Ar Mksar Sltn | ZST1 | PLN Stock Materials | 000000003200007 | CUT OUT ACC;FUSE LINK 20kV 25A | ZM0320 | BH | NORMAL | 1730 | 0 | 0 | 0 | 1001 | HAR-Switchgear&Jaringan
7400 | UIW Sulselrabar | 7428 | PLN UP3 Makassar Selatan | 2180 | Gd Ar Mksar Sltn | ZST1 | PLN Stock Materials | 000000003200007 | CUT OUT ACC;FUSE LINK 20kV 25A | ZM0320 | BH | HAPUS | 0 | 0 | 0 | 0 | 1021 | HAR-Material Utk Dihapus
7400 | UIW Sulselrabar | 7428 | PLN UP3 Makassar Selatan | 2180 | Gd Ar Mksar Sltn | ZST1 | PLN Stock Materials | 000000003200008 | CUT OUT ACC;FUSE LINK 20kV 2A | ZM0320 | BH | PRE-MEMORY | 0 | 0 | 0 | 0 | 1001 | HAR-Switchgear&Jaringan
7400 | UIW Sulselrabar | 7428 | PLN UP3 Makassar Selatan | 2180 | Gd Ar Mksar Sltn | ZST1 | PLN Stock Materials | 000000003200008 | CUT OUT ACC;FUSE LINK 20kV 2A | ZM0320 | BH | NORMAL | 0 | 0 | 0 | 0 | 1001 | HAR-Switchgear&Jaringan
7400 | UIW Sulselrabar | 7428 | PLN UP3 Makassar Selatan | 2180 | Gd Ar Mksar Sltn | ZST1 | PLN Stock Materials | 000000003200009 | CUT OUT ACC;FUSE LINK 20kV 30A | ZM0320 | BH | NORMAL | 780 | 0 | 0 | 0 | 1001 | HAR-Switchgear&Jaringan
7400 | UIW Sulselrabar | 7428 | PLN UP3 Makassar Selatan | 2180 | Gd Ar Mksar Sltn | ZST1 | PLN Stock Materials | 000000003200010 | CUT OUT ACC;FUSE LINK 20kV 3A | ZM0320 | BH | PRE-MEMORY | 0 | 0 | 0 | 0 | 1001 | HAR-Switchgear&Jaringan
7400 | UIW Sulselrabar | 7428 | PLN UP3 Makassar Selatan | 2180 | Gd Ar Mksar Sltn | ZST1 | PLN Stock Materials | 000000003200010 | CUT OUT ACC;FUSE LINK 20kV 3A | ZM0320 | BH | NORMAL | 397 | 0 | 0 | 0 | 1001 | HAR-Switchgear&Jaringan
7400 | UIW Sulselrabar | 7428 | PLN UP3 Makassar Selatan | 2180 | Gd Ar Mksar Sltn | ZST1 | PLN Stock Materials | 000000003200011 | CUT OUT ACC;FUSE LINK 20kV 40A | ZM0320 | BH | NORMAL | 0 | 0 | 0 | 0 | 1001 | HAR-Switchgear&Jaringan
7400 | UIW Sulselrabar | 7428 | PLN UP3 Makassar Selatan | 2180 | Gd Ar Mksar Sltn | ZST1 | PLN Stock Materials | 000000003200012 | CUT OUT ACC;FUSE LINK 20kV 50A | ZM0320 | BH | NORMAL | 39 | 0 | 0 | 0 | 1001 | HAR-Switchgear&Jaringan
7400 | UIW Sulselrabar | 7428 | PLN UP3 Makassar Selatan | 2180 | Gd Ar Mksar Sltn | ZST1 | PLN Stock Materials | 000000003200015 | CUT OUT ACC;FUSE LINK 20kV 6A | ZM0320 | BH | PRE-MEMORY | 0 | 0 | 0 | 0 | 1001 | HAR-Switchgear&Jaringan
7400 | UIW Sulselrabar | 7428 | PLN UP3 Makassar Selatan | 2180 | Gd Ar Mksar Sltn | ZST1 | PLN Stock Materials | 000000003200015 | CUT OUT ACC;FUSE LINK 20kV 6A | ZM0320 | BH | NORMAL | 678 | 0 | 0 | 0 | 1001 | HAR-Switchgear&Jaringan
7400 | UIW Sulselrabar | 7428 | PLN UP3 Makassar Selatan | 2180 | Gd Ar Mksar Sltn | ZST1 | PLN Stock Materials | 000000003200016 | CUT OUT ACC;FUSE LINK 20kV 80A | ZM0320 | BH | NORMAL | 70 | 0 | 0 | 0 | 1001 | HAR-Switchgear&Jaringan
7400 | UIW Sulselrabar | 7428 | PLN UP3 Makassar Selatan | 2180 | Gd Ar Mksar Sltn | ZST1 | PLN Stock Materials | 000000003200017 | CUT OUT ACC;FUSE LINK 20kV 8A | ZM0320 | BH | PRE-MEMORY | 0 | 0 | 0 | 0 | 1001 | HAR-Switchgear&Jaringan
7400 | UIW Sulselrabar | 7428 | PLN UP3 Makassar Selatan | 2180 | Gd Ar Mksar Sltn | ZST1 | PLN Stock Materials | 000000003200017 | CUT OUT ACC;FUSE LINK 20kV 8A | ZM0320 | BH | NORMAL | 56 | 0 | 0 | 0 | 1001 | HAR-Switchgear&Jaringan
7400 | UIW Sulselrabar | 7428 | PLN UP3 Makassar Selatan | 2180 | Gd Ar Mksar Sltn | ZST1 | PLN Stock Materials | 000000003200018 | CUT OUT ACC;FUSE LINK 20kV 5A | ZM0320 | BH | PRE-MEMORY | 0 | 0 | 0 | 0 | 1001 | HAR-Switchgear&Jaringan
7400 | UIW Sulselrabar | 7428 | PLN UP3 Makassar Selatan | 2180 | Gd Ar Mksar Sltn | ZST1 | PLN Stock Materials | 000000003200018 | CUT OUT ACC;FUSE LINK 20kV 5A | ZM0320 | BH | NORMAL | 1434 | 2 | 0 | 0 | 1001 | HAR-Switchgear&Jaringan
7400 | UIW Sulselrabar | 7428 | PLN UP3 Makassar Selatan | 2180 | Gd Ar Mksar Sltn | ZST1 | PLN Stock Materials | 000000003200020 | CUT OUT ACC;FUSE LINK 20kV 140 A | ZM0320 | BH | NORMAL | 0 | 0 | 0 | 0 | 1001 | HAR-Switchgear&Jaringan
7400 | UIW Sulselrabar | 7428 | PLN UP3 Makassar Selatan | 2180 | Gd Ar Mksar Sltn | ZST1 | PLN Stock Materials | 000000003200021 | CUT OUT ACC;FUSE LINK 20kV 200 A | ZM0320 | BH | NORMAL | 0 | 0 | 0 | 0 | 1001 | HAR-Switchgear&Jaringan
7400 | UIW Sulselrabar | 7428 | PLN UP3 Makassar Selatan | 2180 | Gd Ar Mksar Sltn | ZST1 | PLN Stock Materials | 000000003200023 | CUT OUT ACC;FUSE LINK 20kV 4A | ZM0320 | BH | PRE-MEMORY | 0 | 0 | 0 | 0 | 1001 | HAR-Switchgear&Jaringan
7400 | UIW Sulselrabar | 7428 | PLN UP3 Makassar Selatan | 2180 | Gd Ar Mksar Sltn | ZST1 | PLN Stock Materials | 000000003200023 | CUT OUT ACC;FUSE LINK 20kV 4A | ZM0320 | BH | NORMAL | 0 | 0 | 0 | 0 | 1001 | HAR-Switchgear&Jaringan
7400 | UIW Sulselrabar | 7428 | PLN UP3 Makassar Selatan | 2180 | Gd Ar Mksar Sltn | ZST1 | PLN Stock Materials | 000000003200041 | CUT OUT ACC;FUSE LINK 20kV 2.5A | ZM0320 | BH | NORMAL | 0 | 0 | 0 | 0 | 1001 | HAR-Switchgear&Jaringan
7400 | UIW Sulselrabar | 7428 | PLN UP3 Makassar Selatan | 2180 | Gd Ar Mksar Sltn | ZST1 | PLN Stock Materials | 000000003210004 | POLE TOP SWITCH;20KV;630A;12.5KA;LBS RTU | ZM0321 | SET | NORMAL | 0 | 0 | 0 | 0 | 1001 | HAR-Switchgear&Jaringan
7400 | UIW Sulselrabar | 7428 | PLN UP3 Makassar Selatan | 2180 | Gd Ar Mksar Sltn | ZST1 | PLN Stock Materials | 000000003210009 | POLE TOP SWITCH;20KV;630A;12.5KA;REC | ZM0321 | SET | NORMAL | 0 | 0 | 0 | 0 | 1001 | HAR-Switchgear&Jaringan
7400 | UIW Sulselrabar | 7428 | PLN UP3 Makassar Selatan | 2180 | Gd Ar Mksar Sltn | ZST1 | PLN Stock Materials | 000000003210011 | POLE TOP SWITCH;24KV;630A;12.5KA;LBS RTU | ZM0321 | SET | NORMAL | 0 | 0 | 0 | 0 | 1001 | HAR-Switchgear&Jaringan
7400 | UIW Sulselrabar | 7428 | PLN UP3 Makassar Selatan | 2180 | Gd Ar Mksar Sltn | ZST1 | PLN Stock Materials | 000000003210020 | POLE TOP SWITCH;24KV;630A;16KA;LBS RTU | ZM0321 | SET | NORMAL | 0 | 0 | 0 | 0 | 1001 | HAR-Switchgear&Jaringan
7400 | UIW Sulselrabar | 7428 | PLN UP3 Makassar Selatan | 2180 | Gd Ar Mksar Sltn | ZST1 | PLN Stock Materials | 000000003250007 | MCB;220/250V;1P;10A;50Hz; | ZM0325 | BH | NORMAL | 0 | 0 | 0 | 0 | 1003 | HAR-Alat Ukur
7400 | UIW Sulselrabar | 7428 | PLN UP3 Makassar Selatan | 2180 | Gd Ar Mksar Sltn | ZST1 | PLN Stock Materials | 000000003250008 | MCB;220/250V;1P;16A;50Hz; | ZM0325 | BH | NORMAL | 0 | 0 | 0 | 0 | 1003 | HAR-Alat Ukur
7400 | UIW Sulselrabar | 7428 | PLN UP3 Makassar Selatan | 2180 | Gd Ar Mksar Sltn | ZST1 | PLN Stock Materials | 000000003250009 | MCB;220/250V;1P;1A;50Hz; | ZM0325 | BH | NORMAL | 0 | 0 | 0 | 0 | 1003 | HAR-Alat Ukur
7400 | UIW Sulselrabar | 7428 | PLN UP3 Makassar Selatan | 2180 | Gd Ar Mksar Sltn | ZST1 | PLN Stock Materials | 000000003250010 | MCB;220/250V;1P;20A;50Hz; | ZM0325 | BH | NORMAL | 0 | 0 | 0 | 0 | 1003 | HAR-Alat Ukur
7400 | UIW Sulselrabar | 7428 | PLN UP3 Makassar Selatan | 2180 | Gd Ar Mksar Sltn | ZST1 | PLN Stock Materials | 000000003250011 | MCB;220/250V;1P;25A;50Hz; | ZM0325 | BH | NORMAL | 0 | 0 | 0 | 0 | 1003 | HAR-Alat Ukur
7400 | UIW Sulselrabar | 7428 | PLN UP3 Makassar Selatan | 2180 | Gd Ar Mksar Sltn | ZST1 | PLN Stock Materials | 000000003250012 | MCB;220/250V;1P;2A;50Hz; | ZM0325 | BH | NORMAL | 0 | 0 | 0 | 0 | 1003 | HAR-Alat Ukur
7400 | UIW Sulselrabar | 7428 | PLN UP3 Makassar Selatan | 2180 | Gd Ar Mksar Sltn | ZST1 | PLN Stock Materials | 000000003250013 | MCB;220/250V;1P;35A;50Hz; | ZM0325 | BH | NORMAL | 0 | 0 | 0 | 0 | 1003 | HAR-Alat Ukur
7400 | UIW Sulselrabar | 7428 | PLN UP3 Makassar Selatan | 2180 | Gd Ar Mksar Sltn | ZST1 | PLN Stock Materials | 000000003250015 | MCB;220/250V;1P;4A;50Hz; | ZM0325 | BH | NORMAL | 0 | 0 | 0 | 0 | 1003 | HAR-Alat Ukur
7400 | UIW Sulselrabar | 7428 | PLN UP3 Makassar Selatan | 2180 | Gd Ar Mksar Sltn | ZST1 | PLN Stock Materials | 000000003250016 | MCB;220/250V;1P;50A;50Hz; | ZM0325 | BH | NORMAL | 0 | 0 | 0 | 0 | 1003 | HAR-Alat Ukur
7400 | UIW Sulselrabar | 7428 | PLN UP3 Makassar Selatan | 2180 | Gd Ar Mksar Sltn | ZST1 | PLN Stock Materials | 000000003250018 | MCB;220/250V;1P;6A;50Hz; | ZM0325 | BH | NORMAL | 0 | 0 | 0 | 0 | 1003 | HAR-Alat Ukur
7400 | UIW Sulselrabar | 7428 | PLN UP3 Makassar Selatan | 2180 | Gd Ar Mksar Sltn | ZST1 | PLN Stock Materials | 000000003250020 | MCB;380/400V;2P;16A;50Hz; | ZM0325 | BH | NORMAL | 0 | 0 | 0 | 0 | 1003 | HAR-Alat Ukur
7400 | UIW Sulselrabar | 7428 | PLN UP3 Makassar Selatan | 2180 | Gd Ar Mksar Sltn | ZST1 | PLN Stock Materials | 000000003250021 | MCB;380/400V;3P;20A;50Hz; | ZM0325 | BH | NORMAL | 0 | 0 | 0 | 0 | 1003 | HAR-Alat Ukur
7400 | UIW Sulselrabar | 7428 | PLN UP3 Makassar Selatan | 2180 | Gd Ar Mksar Sltn | ZST1 | PLN Stock Materials | 000000003250022 | MCB;380/440V;3P;10A;50Hz; | ZM0325 | BH | NORMAL | 0 | 0 | 0 | 0 | 1003 | HAR-Alat Ukur
7400 | UIW Sulselrabar | 7428 | PLN UP3 Makassar Selatan | 2180 | Gd Ar Mksar Sltn | ZST1 | PLN Stock Materials | 000000003250023 | MCB;380/440V;3P;160A;50Hz;MCCB | ZM0325 | BH | PRE-MEMORY | 0 | 0 | 0 | 0 | 1003 | HAR-Alat Ukur
7400 | UIW Sulselrabar | 7428 | PLN UP3 Makassar Selatan | 2180 | Gd Ar Mksar Sltn | ZST1 | PLN Stock Materials | 000000003250023 | MCB;380/440V;3P;160A;50Hz;MCCB | ZM0325 | BH | NORMAL | 20 | 0 | 0 | 0 | 1003 | HAR-Alat Ukur
7400 | UIW Sulselrabar | 7428 | PLN UP3 Makassar Selatan | 2180 | Gd Ar Mksar Sltn | ZST1 | PLN Stock Materials | 000000003250024 | MCB;380/440V;3P;16A;50Hz; | ZM0325 | BH | NORMAL | 0 | 0 | 0 | 0 | 1003 | HAR-Alat Ukur
7400 | UIW Sulselrabar | 7428 | PLN UP3 Makassar Selatan | 2180 | Gd Ar Mksar Sltn | ZST1 | PLN Stock Materials | 000000003250025 | MCB;380/440V;3P;25A;50Hz; | ZM0325 | BH | NORMAL | 0 | 0 | 0 | 0 | 1003 | HAR-Alat Ukur
7400 | UIW Sulselrabar | 7428 | PLN UP3 Makassar Selatan | 2180 | Gd Ar Mksar Sltn | ZST1 | PLN Stock Materials | 000000003250026 | MCB;380/440V;3P;300A;50Hz;MCCB | ZM0325 | BH | PRE-MEMORY | 0 | 0 | 0 | 0 | 1003 | HAR-Alat Ukur
7400 | UIW Sulselrabar | 7428 | PLN UP3 Makassar Selatan | 2180 | Gd Ar Mksar Sltn | ZST1 | PLN Stock Materials | 000000003250026 | MCB;380/440V;3P;300A;50Hz;MCCB | ZM0325 | BH | NORMAL | 0 | 0 | 0 | 0 | 1003 | HAR-Alat Ukur
7400 | UIW Sulselrabar | 7428 | PLN UP3 Makassar Selatan | 2180 | Gd Ar Mksar Sltn | ZST1 | PLN Stock Materials | 000000003250027 | MCB;380/440V;3P;35A;50Hz; | ZM0325 | BH | NORMAL | 0 | 0 | 0 | 0 | 1003 | HAR-Alat Ukur
7400 | UIW Sulselrabar | 7428 | PLN UP3 Makassar Selatan | 2180 | Gd Ar Mksar Sltn | ZST1 | PLN Stock Materials | 000000003250029 | MCB;380/440V;3P;50A;50Hz; | ZM0325 | BH | NORMAL | 0 | 0 | 0 | 0 | 1003 | HAR-Alat Ukur
7400 | UIW Sulselrabar | 7428 | PLN UP3 Makassar Selatan | 2180 | Gd Ar Mksar Sltn | ZST1 | PLN Stock Materials | 000000003250031 | MCB;380/440V;3P;63A;50Hz; | ZM0325 | BH | NORMAL | 0 | 0 | 0 | 0 | 1003 | HAR-Alat Ukur
7400 | UIW Sulselrabar | 7428 | PLN UP3 Makassar Selatan | 2180 | Gd Ar Mksar Sltn | ZST1 | PLN Stock Materials | 000000003250032 | MCB;380/440V;3P;63A;50Hz;MCCB | ZM0325 | BH | PRE-MEMORY | 0 | 0 | 0 | 0 | 1003 | HAR-Alat Ukur
7400 | UIW Sulselrabar | 7428 | PLN UP3 Makassar Selatan | 2180 | Gd Ar Mksar Sltn | ZST1 | PLN Stock Materials | 000000003250032 | MCB;380/440V;3P;63A;50Hz;MCCB | ZM0325 | BH | NORMAL | 0 | 0 | 0 | 0 | 1003 | HAR-Alat Ukur
7400 | UIW Sulselrabar | 7428 | PLN UP3 Makassar Selatan | 2180 | Gd Ar Mksar Sltn | ZST1 | PLN Stock Materials | 000000003250034 | MCB;380/440V;3P;80A;50Hz;MCCB | ZM0325 | BH | PRE-MEMORY | 0 | 0 | 0 | 0 | 1003 | HAR-Alat Ukur
7400 | UIW Sulselrabar | 7428 | PLN UP3 Makassar Selatan | 2180 | Gd Ar Mksar Sltn | ZST1 | PLN Stock Materials | 000000003250034 | MCB;380/440V;3P;80A;50Hz;MCCB | ZM0325 | BH | NORMAL | 37 | 0 | 0 | 0 | 1003 | HAR-Alat Ukur
7400 | UIW Sulselrabar | 7428 | PLN UP3 Makassar Selatan | 2180 | Gd Ar Mksar Sltn | ZST1 | PLN Stock Materials | 000000003250035 | MCB;380/400V;3P;6A;50Hz; | ZM0325 | BH | NORMAL | 0 | 0 | 0 | 0 | 1003 | HAR-Alat Ukur
7400 | UIW Sulselrabar | 7428 | PLN UP3 Makassar Selatan | 2180 | Gd Ar Mksar Sltn | ZST1 | PLN Stock Materials | 000000003250046 | MCB;230/400V;1P;2A;50Hz; | ZM0325 | BH | PRE-MEMORY | 0 | 0 | 0 | 0 | 1003 | HAR-Alat Ukur
7400 | UIW Sulselrabar | 7428 | PLN UP3 Makassar Selatan | 2180 | Gd Ar Mksar Sltn | ZST1 | PLN Stock Materials | 000000003250046 | MCB;230/400V;1P;2A;50Hz; | ZM0325 | BH | NORMAL | 5 | 20 | 0 | 0 | 1003 | HAR-Alat Ukur
7400 | UIW Sulselrabar | 7428 | PLN UP3 Makassar Selatan | 2180 | Gd Ar Mksar Sltn | ZST1 | PLN Stock Materials | 000000003250048 | MCB;230/400V;1P;4A;50Hz; | ZM0325 | BH | PRE-MEMORY | 0 | 0 | 0 | 0 | 1003 | HAR-Alat Ukur
7400 | UIW Sulselrabar | 7428 | PLN UP3 Makassar Selatan | 2180 | Gd Ar Mksar Sltn | ZST1 | PLN Stock Materials | 000000003250048 | MCB;230/400V;1P;4A;50Hz; | ZM0325 | BH | NORMAL | 282 | 0 | 0 | 0 | 1003 | HAR-Alat Ukur
7400 | UIW Sulselrabar | 7428 | PLN UP3 Makassar Selatan | 2180 | Gd Ar Mksar Sltn | ZST1 | PLN Stock Materials | 000000003250050 | MCB;230/400V;1P;6A;50Hz; | ZM0325 | BH | PRE-MEMORY | 0 | 0 | 0 | 0 | 1003 | HAR-Alat Ukur
7400 | UIW Sulselrabar | 7428 | PLN UP3 Makassar Selatan | 2180 | Gd Ar Mksar Sltn | ZST1 | PLN Stock Materials | 000000003250050 | MCB;230/400V;1P;6A;50Hz; | ZM0325 | BH | NORMAL | 40 | 0 | 0 | 0 | 1003 | HAR-Alat Ukur
7400 | UIW Sulselrabar | 7428 | PLN UP3 Makassar Selatan | 2180 | Gd Ar Mksar Sltn | ZST1 | PLN Stock Materials | 000000003250052 | MCB;230/400V;1P;10A;50Hz; | ZM0325 | BH | PRE-MEMORY | 0 | 0 | 0 | 0 | 1003 | HAR-Alat Ukur
7400 | UIW Sulselrabar | 7428 | PLN UP3 Makassar Selatan | 2180 | Gd Ar Mksar Sltn | ZST1 | PLN Stock Materials | 000000003250052 | MCB;230/400V;1P;10A;50Hz; | ZM0325 | BH | NORMAL | 0 | 0 | 0 | 0 | 1003 | HAR-Alat Ukur
7400 | UIW Sulselrabar | 7428 | PLN UP3 Makassar Selatan | 2180 | Gd Ar Mksar Sltn | ZST1 | PLN Stock Materials | 000000003250054 | MCB;230/400V;1P;16A;50Hz; | ZM0325 | BH | PRE-MEMORY | 0 | 0 | 0 | 0 | 1003 | HAR-Alat Ukur
7400 | UIW Sulselrabar | 7428 | PLN UP3 Makassar Selatan | 2180 | Gd Ar Mksar Sltn | ZST1 | PLN Stock Materials | 000000003250054 | MCB;230/400V;1P;16A;50Hz; | ZM0325 | BH | NORMAL | 157 | 0 | 0 | 0 | 1003 | HAR-Alat Ukur
7400 | UIW Sulselrabar | 7428 | PLN UP3 Makassar Selatan | 2180 | Gd Ar Mksar Sltn | ZST1 | PLN Stock Materials | 000000003250056 | MCB;230/400V;1P;20A;50Hz; | ZM0325 | BH | PRE-MEMORY | 0 | 0 | 0 | 0 | 1003 | HAR-Alat Ukur
7400 | UIW Sulselrabar | 7428 | PLN UP3 Makassar Selatan | 2180 | Gd Ar Mksar Sltn | ZST1 | PLN Stock Materials | 000000003250056 | MCB;230/400V;1P;20A;50Hz; | ZM0325 | BH | NORMAL | 12 | 0 | 0 | 0 | 1003 | HAR-Alat Ukur
7400 | UIW Sulselrabar | 7428 | PLN UP3 Makassar Selatan | 2180 | Gd Ar Mksar Sltn | ZST1 | PLN Stock Materials | 000000003250058 | MCB;230/400V;1P;25A;50Hz; | ZM0325 | BH | PRE-MEMORY | 0 | 0 | 0 | 0 | 1003 | HAR-Alat Ukur
7400 | UIW Sulselrabar | 7428 | PLN UP3 Makassar Selatan | 2180 | Gd Ar Mksar Sltn | ZST1 | PLN Stock Materials | 000000003250058 | MCB;230/400V;1P;25A;50Hz; | ZM0325 | BH | NORMAL | 35 | 0 | 0 | 0 | 1003 | HAR-Alat Ukur
7400 | UIW Sulselrabar | 7428 | PLN UP3 Makassar Selatan | 2180 | Gd Ar Mksar Sltn | ZST1 | PLN Stock Materials | 000000003250059 | MCB;230/400V;1P;35A;50Hz; | ZM0325 | BH | PRE-MEMORY | 0 | 0 | 0 | 0 | 1003 | HAR-Alat Ukur
7400 | UIW Sulselrabar | 7428 | PLN UP3 Makassar Selatan | 2180 | Gd Ar Mksar Sltn | ZST1 | PLN Stock Materials | 000000003250059 | MCB;230/400V;1P;35A;50Hz; | ZM0325 | BH | NORMAL | 397 | 0 | 0 | 0 | 1003 | HAR-Alat Ukur
7400 | UIW Sulselrabar | 7428 | PLN UP3 Makassar Selatan | 2180 | Gd Ar Mksar Sltn | ZST1 | PLN Stock Materials | 000000003250060 | MCB;230/400V;1P;50A;50Hz; | ZM0325 | BH | PRE-MEMORY | 0 | 0 | 0 | 0 | 1003 | HAR-Alat Ukur
7400 | UIW Sulselrabar | 7428 | PLN UP3 Makassar Selatan | 2180 | Gd Ar Mksar Sltn | ZST1 | PLN Stock Materials | 000000003250060 | MCB;230/400V;1P;50A;50Hz; | ZM0325 | BH | NORMAL | 844 | 0 | 0 | 0 | 1003 | HAR-Alat Ukur
7400 | UIW Sulselrabar | 7428 | PLN UP3 Makassar Selatan | 2180 | Gd Ar Mksar Sltn | ZST1 | PLN Stock Materials | 000000003250061 | MCB;230/400V;1P;63A;50Hz; | ZM0325 | BH | NORMAL | 2 | 0 | 0 | 0 | 1003 | HAR-Alat Ukur
7400 | UIW Sulselrabar | 7428 | PLN UP3 Makassar Selatan | 2180 | Gd Ar Mksar Sltn | ZST1 | PLN Stock Materials | 000000003250063 | MCB;380/440V;3P;100A;50HZ;MCCB | ZM0325 | BH | PRE-MEMORY | 0 | 0 | 0 | 0 | 1003 | HAR-Alat Ukur
7400 | UIW Sulselrabar | 7428 | PLN UP3 Makassar Selatan | 2180 | Gd Ar Mksar Sltn | ZST1 | PLN Stock Materials | 000000003250063 | MCB;380/440V;3P;100A;50HZ;MCCB | ZM0325 | BH | NORMAL | 45 | 0 | 0 | 0 | 1003 | HAR-Alat Ukur
7400 | UIW Sulselrabar | 7428 | PLN UP3 Makassar Selatan | 2180 | Gd Ar Mksar Sltn | ZST1 | PLN Stock Materials | 000000003250064 | MCB;380/440V;3P;125A;50HZ;MCCB | ZM0325 | BH | PRE-MEMORY | 0 | 0 | 0 | 0 | 1003 | HAR-Alat Ukur
7400 | UIW Sulselrabar | 7428 | PLN UP3 Makassar Selatan | 2180 | Gd Ar Mksar Sltn | ZST1 | PLN Stock Materials | 000000003250064 | MCB;380/440V;3P;125A;50HZ;MCCB | ZM0325 | BH | NORMAL | 40 | 0 | 0 | 0 | 1003 | HAR-Alat Ukur
7400 | UIW Sulselrabar | 7428 | PLN UP3 Makassar Selatan | 2180 | Gd Ar Mksar Sltn | ZST1 | PLN Stock Materials | 000000003250065 | MCB;380/440V;3P;250A;50HZ;MCCB | ZM0325 | BH | PRE-MEMORY | 0 | 0 | 0 | 0 | 1003 | HAR-Alat Ukur
7400 | UIW Sulselrabar | 7428 | PLN UP3 Makassar Selatan | 2180 | Gd Ar Mksar Sltn | ZST1 | PLN Stock Materials | 000000003250065 | MCB;380/440V;3P;250A;50HZ;MCCB | ZM0325 | BH | NORMAL | 0 | 0 | 0 | 0 | 1003 | HAR-Alat Ukur
7400 | UIW Sulselrabar | 7428 | PLN UP3 Makassar Selatan | 2180 | Gd Ar Mksar Sltn | ZST1 | PLN Stock Materials | 000000003250076 | MCB;230/400V;3P;200A;50Hz;MCCB | ZM0325 | BH | PRE-MEMORY | 0 | 0 | 0 | 0 | 1003 | HAR-Alat Ukur
7400 | UIW Sulselrabar | 7428 | PLN UP3 Makassar Selatan | 2180 | Gd Ar Mksar Sltn | ZST1 | PLN Stock Materials | 000000003250076 | MCB;230/400V;3P;200A;50Hz;MCCB | ZM0325 | BH | NORMAL | 28 | 0 | 0 | 0 | 1003 | HAR-Alat Ukur
7400 | UIW Sulselrabar | 7428 | PLN UP3 Makassar Selatan | 2180 | Gd Ar Mksar Sltn | ZST1 | PLN Stock Materials | 000000003250077 | MCB;230/400V;3P;225A;50Hz;MCCB | ZM0325 | BH | PRE-MEMORY | 0 | 0 | 0 | 0 | 1003 | HAR-Alat Ukur
7400 | UIW Sulselrabar | 7428 | PLN UP3 Makassar Selatan | 2180 | Gd Ar Mksar Sltn | ZST1 | PLN Stock Materials | 000000003250077 | MCB;230/400V;3P;225A;50Hz;MCCB | ZM0325 | BH | NORMAL | 31 | 0 | 0 | 0 | 1003 | HAR-Alat Ukur
7400 | UIW Sulselrabar | 7428 | PLN UP3 Makassar Selatan | 2180 | Gd Ar Mksar Sltn | ZST1 | PLN Stock Materials | 000000003250078 | MCB;230/400V;3P;250A;50Hz;MCCB | ZM0325 | BH | NORMAL | 9 | 0 | 0 | 0 | 1003 | HAR-Alat Ukur
7400 | UIW Sulselrabar | 7428 | PLN UP3 Makassar Selatan | 2180 | Gd Ar Mksar Sltn | ZST1 | PLN Stock Materials | 000000003250097 | MCB;230/400V;3P;10A;50Hz; | ZM0325 | BH | PRE-MEMORY | 0 | 0 | 0 | 0 | 1003 | HAR-Alat Ukur
7400 | UIW Sulselrabar | 7428 | PLN UP3 Makassar Selatan | 2180 | Gd Ar Mksar Sltn | ZST1 | PLN Stock Materials | 000000003250097 | MCB;230/400V;3P;10A;50Hz; | ZM0325 | BH | NORMAL | 909 | 0 | 0 | 0 | 1003 | HAR-Alat Ukur
7400 | UIW Sulselrabar | 7428 | PLN UP3 Makassar Selatan | 2180 | Gd Ar Mksar Sltn | ZST1 | PLN Stock Materials | 000000003250099 | MCB;230/400V;3P;16A;50Hz; | ZM0325 | BH | PRE-MEMORY | 0 | 0 | 0 | 0 | 1003 | HAR-Alat Ukur
7400 | UIW Sulselrabar | 7428 | PLN UP3 Makassar Selatan | 2180 | Gd Ar Mksar Sltn | ZST1 | PLN Stock Materials | 000000003250099 | MCB;230/400V;3P;16A;50Hz; | ZM0325 | BH | NORMAL | 237 | 0 | 0 | 0 | 1003 | HAR-Alat Ukur
7400 | UIW Sulselrabar | 7428 | PLN UP3 Makassar Selatan | 2180 | Gd Ar Mksar Sltn | ZST1 | PLN Stock Materials | 000000003250100 | MCB;230/400V;3P;20A;50Hz; | ZM0325 | BH | PRE-MEMORY | 0 | 0 | 0 | 0 | 1003 | HAR-Alat Ukur
7400 | UIW Sulselrabar | 7428 | PLN UP3 Makassar Selatan | 2180 | Gd Ar Mksar Sltn | ZST1 | PLN Stock Materials | 000000003250100 | MCB;230/400V;3P;20A;50Hz; | ZM0325 | BH | NORMAL | 715 | 0 | 0 | 0 | 1003 | HAR-Alat Ukur
7400 | UIW Sulselrabar | 7428 | PLN UP3 Makassar Selatan | 2180 | Gd Ar Mksar Sltn | ZST1 | PLN Stock Materials | 000000003250102 | MCB;230/400V;3P;25A;50Hz; | ZM0325 | BH | PRE-MEMORY | 0 | 0 | 0 | 0 | 1003 | HAR-Alat Ukur
7400 | UIW Sulselrabar | 7428 | PLN UP3 Makassar Selatan | 2180 | Gd Ar Mksar Sltn | ZST1 | PLN Stock Materials | 000000003250102 | MCB;230/400V;3P;25A;50Hz; | ZM0325 | BH | NORMAL | 367 | 0 | 0 | 0 | 1003 | HAR-Alat Ukur
7400 | UIW Sulselrabar | 7428 | PLN UP3 Makassar Selatan | 2180 | Gd Ar Mksar Sltn | ZST1 | PLN Stock Materials | 000000003250103 | MCB;230/400V;3P;35A;50Hz; | ZM0325 | BH | PRE-MEMORY | 0 | 0 | 0 | 0 | 1003 | HAR-Alat Ukur
7400 | UIW Sulselrabar | 7428 | PLN UP3 Makassar Selatan | 2180 | Gd Ar Mksar Sltn | ZST1 | PLN Stock Materials | 000000003250103 | MCB;230/400V;3P;35A;50Hz; | ZM0325 | BH | NORMAL | 186 | 0 | 0 | 0 | 1003 | HAR-Alat Ukur
7400 | UIW Sulselrabar | 7428 | PLN UP3 Makassar Selatan | 2180 | Gd Ar Mksar Sltn | ZST1 | PLN Stock Materials | 000000003250104 | MCB;230/400V;3P;50A;50Hz; | ZM0325 | BH | PRE-MEMORY | 0 | 0 | 0 | 0 | 1003 | HAR-Alat Ukur
7400 | UIW Sulselrabar | 7428 | PLN UP3 Makassar Selatan | 2180 | Gd Ar Mksar Sltn | ZST1 | PLN Stock Materials | 000000003250104 | MCB;230/400V;3P;50A;50Hz; | ZM0325 | BH | NORMAL | 0 | 0 | 0 | 0 | 1003 | HAR-Alat Ukur
7400 | UIW Sulselrabar | 7428 | PLN UP3 Makassar Selatan | 2180 | Gd Ar Mksar Sltn | ZST1 | PLN Stock Materials | 000000003250123 | MCB;380/440V;3P;32A;50Hz; | ZM0325 | BH | NORMAL | 0 | 0 | 0 | 0 | 1003 | HAR-Alat Ukur
7400 | UIW Sulselrabar | 7428 | PLN UP3 Makassar Selatan | 2180 | Gd Ar Mksar Sltn | ZST1 | PLN Stock Materials | 000000003250124 | MCB;380/440V;3P;40A;50Hz; | ZM0325 | BH | NORMAL | 0 | 0 | 0 | 0 | 1003 | HAR-Alat Ukur
7400 | UIW Sulselrabar | 7428 | PLN UP3 Makassar Selatan | 2180 | Gd Ar Mksar Sltn | ZST1 | PLN Stock Materials | 000000003250139 | MCB;380/440V;3P;20A;50Hz; | ZM0325 | BH | NORMAL | 0 | 0 | 0 | 0 | 1003 | HAR-Alat Ukur
7400 | UIW Sulselrabar | 7428 | PLN UP3 Makassar Selatan | 2180 | Gd Ar Mksar Sltn | ZST1 | PLN Stock Materials | 000000003250289 | MCB;230/400V;3P;25A;50HZ;MCCB+SHUNTTRIP | ZM0325 | BH | NORMAL | 6 | 0 | 0 | 0 | 1003 | HAR-Alat Ukur
7400 | UIW Sulselrabar | 7428 | PLN UP3 Makassar Selatan | 2180 | Gd Ar Mksar Sltn | ZST1 | PLN Stock Materials | 000000003250290 | MCB;230/400V;3P;35A;50HZ;MCCB+SHUNTTRIP | ZM0325 | BH | NORMAL | 15 | 0 | 0 | 0 | 1003 | HAR-Alat Ukur
7400 | UIW Sulselrabar | 7428 | PLN UP3 Makassar Selatan | 2180 | Gd Ar Mksar Sltn | ZST1 | PLN Stock Materials | 000000003250291 | MCB;230/400V;3P;50A;50HZ;MCCB+SHUNTTRIP | ZM0325 | BH | NORMAL | 7 | 0 | 0 | 0 | 1003 | HAR-Alat Ukur
7400 | UIW Sulselrabar | 7428 | PLN UP3 Makassar Selatan | 2180 | Gd Ar Mksar Sltn | ZST1 | PLN Stock Materials | 000000003250292 | MCB;230/400V;3P;63A;50HZ;MCCB+SHUNTTRIP | ZM0325 | BH | NORMAL | 10 | 0 | 0 | 0 | 1003 | HAR-Alat Ukur
7400 | UIW Sulselrabar | 7428 | PLN UP3 Makassar Selatan | 2180 | Gd Ar Mksar Sltn | ZST1 | PLN Stock Materials | 000000003250299 | MCB;230/415V;3P;300A;50Hz;MCCB+SHUNTTRIP | ZM0325 | BH | NORMAL | 0 | 0 | 0 | 0 | 1003 | HAR-Alat Ukur
7400 | UIW Sulselrabar | 7428 | PLN UP3 Makassar Selatan | 2180 | Gd Ar Mksar Sltn | ZST1 | PLN Stock Materials | 000000003250300 | MCB;230/415V;3P;80A;50Hz;MCCB+SHUNTTRIP | ZM0325 | BH | NORMAL | 9 | 0 | 0 | 0 | 1003 | HAR-Alat Ukur
7400 | UIW Sulselrabar | 7428 | PLN UP3 Makassar Selatan | 2180 | Gd Ar Mksar Sltn | ZST1 | PLN Stock Materials | 000000003250301 | MCB;230/415V;3P;100A;50Hz;MCCB+SHUNTTRIP | ZM0325 | BH | NORMAL | 8 | 0 | 0 | 0 | 1003 | HAR-Alat Ukur
7400 | UIW Sulselrabar | 7428 | PLN UP3 Makassar Selatan | 2180 | Gd Ar Mksar Sltn | ZST1 | PLN Stock Materials | 000000003250302 | MCB;230/415V;3P;125A;50Hz;MCCB+SHUNTTRIP | ZM0325 | BH | NORMAL | 4 | 0 | 0 | 0 | 1003 | HAR-Alat Ukur
7400 | UIW Sulselrabar | 7428 | PLN UP3 Makassar Selatan | 2180 | Gd Ar Mksar Sltn | ZST1 | PLN Stock Materials | 000000003250303 | MCB;230/415V;3P;160A;50Hz;MCCB+SHUNTTRIP | ZM0325 | BH | NORMAL | 9 | 0 | 0 | 0 | 1003 | HAR-Alat Ukur
7400 | UIW Sulselrabar | 7428 | PLN UP3 Makassar Selatan | 2180 | Gd Ar Mksar Sltn | ZST1 | PLN Stock Materials | 000000003250313 | MCB;230/400V;3P;20A;50HZ;MCCB+SHUNTTRIP | ZM0325 | BH | NORMAL | 9 | 0 | 0 | 0 | 1003 | HAR-Alat Ukur
7400 | UIW Sulselrabar | 7428 | PLN UP3 Makassar Selatan | 2180 | Gd Ar Mksar Sltn | ZST1 | PLN Stock Materials | 000000003250314 | MCB;230/400V;3P;16A;50HZ;MCCB+SHUNTTRIP | ZM0325 | BH | NORMAL | 10 | 0 | 0 | 0 | 1003 | HAR-Alat Ukur
7400 | UIW Sulselrabar | 7428 | PLN UP3 Makassar Selatan | 2180 | Gd Ar Mksar Sltn | ZST1 | PLN Stock Materials | 000000003260006 | LVSB;DIST;3P;380V;1200A;6LINE;ID | ZM0326 | SET | NORMAL | 0 | 0 | 0 | 0 | 1001 | HAR-Switchgear&Jaringan
7400 | UIW Sulselrabar | 7428 | PLN UP3 Makassar Selatan | 2180 | Gd Ar Mksar Sltn | ZST1 | PLN Stock Materials | 000000003260007 | LVSB;DIST;3P;380V;1200A;8LINE;ID | ZM0326 | SET | NORMAL | 0 | 0 | 0 | 0 | 1001 | HAR-Switchgear&Jaringan
7400 | UIW Sulselrabar | 7428 | PLN UP3 Makassar Selatan | 2180 | Gd Ar Mksar Sltn | ZST1 | PLN Stock Materials | 000000003260018 | LVSB;DIST;3P;380V;630A;4LINE;OD | ZM0326 | SET | PRE-MEMORY | 0 | 0 | 0 | 0 | 1001 | HAR-Switchgear&Jaringan
7400 | UIW Sulselrabar | 7428 | PLN UP3 Makassar Selatan | 2180 | Gd Ar Mksar Sltn | ZST1 | PLN Stock Materials | 000000003260018 | LVSB;DIST;3P;380V;630A;4LINE;OD | ZM0326 | SET | NORMAL | 0 | 0 | 0 | 0 | 1001 | HAR-Switchgear&Jaringan
7400 | UIW Sulselrabar | 7428 | PLN UP3 Makassar Selatan | 2180 | Gd Ar Mksar Sltn | ZST1 | PLN Stock Materials | 000000003260024 | LVSB;DIST;3P;380V;400A;2LINE;OD | ZM0326 | SET | NORMAL | 0 | 0 | 0 | 0 | 1001 | HAR-Switchgear&Jaringan
7400 | UIW Sulselrabar | 7428 | PLN UP3 Makassar Selatan | 2180 | Gd Ar Mksar Sltn | ZST1 | PLN Stock Materials | 000000003260027 | LVSB;DIST;3P;380V;250A;2LINE;OD | ZM0326 | U | PRE-MEMORY | 0 | 0 | 0 | 0 | 1001 | HAR-Switchgear&Jaringan
7400 | UIW Sulselrabar | 7428 | PLN UP3 Makassar Selatan | 2180 | Gd Ar Mksar Sltn | ZST1 | PLN Stock Materials | 000000003260027 | LVSB;DIST;3P;380V;250A;2LINE;OD | ZM0326 | U | NORMAL | 0 | 0 | 0 | 0 | 1001 | HAR-Switchgear&Jaringan
7400 | UIW Sulselrabar | 7428 | PLN UP3 Makassar Selatan | 2180 | Gd Ar Mksar Sltn | ZST1 | PLN Stock Materials | 000000003260036 | LVSB;DIST;3P;380V;400A;4LINE;OD | ZM0326 | SET | NORMAL | 0 | 0 | 0 | 0 | 1001 | HAR-Switchgear&Jaringan
7400 | UIW Sulselrabar | 7428 | PLN UP3 Makassar Selatan | 2180 | Gd Ar Mksar Sltn | ZST1 | PLN Stock Materials | 000000003260133 | LVSB;DIST;3P;380V;250A;4LINE;OD | ZM0326 | SET | NORMAL | 0 | 0 | 0 | 0 | 1001 | HAR-Switchgear&Jaringan
7400 | UIW Sulselrabar | 7428 | PLN UP3 Makassar Selatan | 2180 | Gd Ar Mksar Sltn | ZST1 | PLN Stock Materials | 000000003260157 | LVSB;DIST;1P;380V;250A;2LINE;OD | ZM0326 | SET | PRE-MEMORY | 0 | 0 | 0 | 0 | 1001 | HAR-Switchgear&Jaringan
7400 | UIW Sulselrabar | 7428 | PLN UP3 Makassar Selatan | 2180 | Gd Ar Mksar Sltn | ZST1 | PLN Stock Materials | 000000003260157 | LVSB;DIST;1P;380V;250A;2LINE;OD | ZM0326 | SET | NORMAL | 0 | 0 | 0 | 0 | 1001 | HAR-Switchgear&Jaringan
7400 | UIW Sulselrabar | 7428 | PLN UP3 Makassar Selatan | 2180 | Gd Ar Mksar Sltn | ZST1 | PLN Stock Materials | 000000003260161 | LVSB;DIST;3P;400V;250A;2LINE;OD | ZM0326 | SET | PRE-MEMORY | 0 | 0 | 0 | 0 | 1001 | HAR-Switchgear&Jaringan
7400 | UIW Sulselrabar | 7428 | PLN UP3 Makassar Selatan | 2180 | Gd Ar Mksar Sltn | ZST1 | PLN Stock Materials | 000000003260161 | LVSB;DIST;3P;400V;250A;2LINE;OD | ZM0326 | SET | NORMAL | 6 | 0 | 0 | 0 | 1001 | HAR-Switchgear&Jaringan
7400 | UIW Sulselrabar | 7428 | PLN UP3 Makassar Selatan | 2180 | Gd Ar Mksar Sltn | ZST1 | PLN Stock Materials | 000000003260236 | LVSB;DIST;3P;400V;250A+MCCB;2LINE;OD | ZM0326 | SET | NORMAL | 5 | 0 | 0 | 0 | 1001 | HAR-Switchgear&Jaringan
7400 | UIW Sulselrabar | 7428 | PLN UP3 Makassar Selatan | 2180 | Gd Ar Mksar Sltn | ZST1 | PLN Stock Materials | 000000003260237 | LVSB;DIST;3P;400V;400A;2LINE;OD | ZM0326 | SET | NORMAL | 7 | 0 | 0 | 0 | 1001 | HAR-Switchgear&Jaringan
7400 | UIW Sulselrabar | 7428 | PLN UP3 Makassar Selatan | 2180 | Gd Ar Mksar Sltn | ZST1 | PLN Stock Materials | 000000003260238 | LVSB;DIST;3P;400V;400A;4LINE;OD | ZM0326 | SET | NORMAL | 0 | 0 | 0 | 0 | 1001 | HAR-Switchgear&Jaringan
7400 | UIW Sulselrabar | 7428 | PLN UP3 Makassar Selatan | 2180 | Gd Ar Mksar Sltn | ZST1 | PLN Stock Materials | 000000003260255 | LVSB;ATS;3P;380V;250A;OD TIPE KONTAKTOR | ZM0326 | SET | NORMAL | 0 | 0 | 0 | 0 | 1001 | HAR-Switchgear&Jaringan
7400 | UIW Sulselrabar | 7428 | PLN UP3 Makassar Selatan | 2180 | Gd Ar Mksar Sltn | ZST1 | PLN Stock Materials | 000000003270029 | LVSB ACC;FUSE HOLDER 400A | ZM0327 | BH | PRE-MEMORY | 0 | 0 | 0 | 0 | 1001 | HAR-Switchgear&Jaringan
7400 | UIW Sulselrabar | 7428 | PLN UP3 Makassar Selatan | 2180 | Gd Ar Mksar Sltn | ZST1 | PLN Stock Materials | 000000003270029 | LVSB ACC;FUSE HOLDER 400A | ZM0327 | BH | NORMAL | 869 | 0 | 0 | 0 | 1001 | HAR-Switchgear&Jaringan
7400 | UIW Sulselrabar | 7428 | PLN UP3 Makassar Selatan | 2180 | Gd Ar Mksar Sltn | ZST1 | PLN Stock Materials | 000000003270049 | LVSB ACC;TIME SWITCH MEC 100-220V 16A | ZM0327 | BH | NORMAL | 0 | 0 | 0 | 0 | 1001 | HAR-Switchgear&Jaringan
7400 | UIW Sulselrabar | 7428 | PLN UP3 Makassar Selatan | 2180 | Gd Ar Mksar Sltn | ZST1 | PLN Stock Materials | 000000003270052 | LVSB ACC;FUSE HOLDER 380V 100A | ZM0327 | BH | NORMAL | 0 | 0 | 0 | 0 | 1001 | HAR-Switchgear&Jaringan
7400 | UIW Sulselrabar | 7428 | PLN UP3 Makassar Selatan | 2180 | Gd Ar Mksar Sltn | ZST1 | PLN Stock Materials | 000000003270063 | LVSB ACC;FUSE HOLDER 250A | ZM0327 | BH | PRE-MEMORY | 0 | 0 | 0 | 0 | 1001 | HAR-Switchgear&Jaringan
7400 | UIW Sulselrabar | 7428 | PLN UP3 Makassar Selatan | 2180 | Gd Ar Mksar Sltn | ZST1 | PLN Stock Materials | 000000003270063 | LVSB ACC;FUSE HOLDER 250A | ZM0327 | BH | NORMAL | 1916 | 0 | 0 | 0 | 1001 | HAR-Switchgear&Jaringan
7400 | UIW Sulselrabar | 7428 | PLN UP3 Makassar Selatan | 2180 | Gd Ar Mksar Sltn | ZST1 | PLN Stock Materials | 000000003270093 | LVSB ACC;FUSE HOLDER 63A | ZM0327 | BH | NORMAL | 0 | 0 | 0 | 0 | 1001 | HAR-Switchgear&Jaringan
7400 | UIW Sulselrabar | 7428 | PLN UP3 Makassar Selatan | 2180 | Gd Ar Mksar Sltn | ZST1 | PLN Stock Materials | 000000003270132 | LVSB ACC;FUSE HOLDER 160A 2P;HRC;6-40A;0 | ZM0327 | BH | NORMAL | 0 | 0 | 0 | 0 | 1001 | HAR-Switchgear&Jaringan
7400 | UIW Sulselrabar | 7428 | PLN UP3 Makassar Selatan | 2180 | Gd Ar Mksar Sltn | ZST1 | PLN Stock Materials | 000000003270133 | LVSB ACC;FUSE HOLDER 160A 2P;HRC;6-63A;0 | ZM0327 | BH | NORMAL | 0 | 0 | 0 | 0 | 1001 | HAR-Switchgear&Jaringan
7400 | UIW Sulselrabar | 7428 | PLN UP3 Makassar Selatan | 2180 | Gd Ar Mksar Sltn | ZST1 | PLN Stock Materials | 000000003270134 | LVSB ACC;FUSE HOLDER 160A 3P;HRC;6-40A;0 | ZM0327 | BH | NORMAL | 0 | 0 | 0 | 0 | 1001 | HAR-Switchgear&Jaringan
7400 | UIW Sulselrabar | 7428 | PLN UP3 Makassar Selatan | 2180 | Gd Ar Mksar Sltn | ZST1 | PLN Stock Materials | 000000003270170 | LVSB ACC;FUSE HOLDER 630A | ZM0327 | BH | PRE-MEMORY | 0 | 0 | 0 | 0 | 1001 | HAR-Switchgear&Jaringan
7400 | UIW Sulselrabar | 7428 | PLN UP3 Makassar Selatan | 2180 | Gd Ar Mksar Sltn | ZST1 | PLN Stock Materials | 000000003270170 | LVSB ACC;FUSE HOLDER 630A | ZM0327 | BH | NORMAL | 1000 | 0 | 0 | 0 | 1001 | HAR-Switchgear&Jaringan
7400 | UIW Sulselrabar | 7428 | PLN UP3 Makassar Selatan | 2180 | Gd Ar Mksar Sltn | ZST1 | PLN Stock Materials | 000000003280001 | CONN;;H;AL;150-170/150-70mm2;PRS | ZM0328 | BH | HAPUS | 0 | 0 | 0 | 0 | 1021 | HAR-Material Utk Dihapus
7400 | UIW Sulselrabar | 7428 | PLN UP3 Makassar Selatan | 2180 | Gd Ar Mksar Sltn | ZST1 | PLN Stock Materials | 000000003280002 | CONN;;H;AL;35-70mm2;PRS | ZM0328 | BH | NORMAL | 0 | 0 | 0 | 0 | 1001 | HAR-Switchgear&Jaringan
7400 | UIW Sulselrabar | 7428 | PLN UP3 Makassar Selatan | 2180 | Gd Ar Mksar Sltn | ZST1 | PLN Stock Materials | 000000003280002 | CONN;;H;AL;35-70mm2;PRS | ZM0328 | BH | HAPUS | 0 | 0 | 0 | 0 | 1021 | HAR-Material Utk Dihapus
7400 | UIW Sulselrabar | 7428 | PLN UP3 Makassar Selatan | 2180 | Gd Ar Mksar Sltn | ZST1 | PLN Stock Materials | 000000003280010 | CONN;;PG W TO W;AL;D35.75-35.75mm2;BOLT | ZM0328 | BH | PRE-MEMORY | 0 | 0 | 0 | 0 | 1001 | HAR-Switchgear&Jaringan
7400 | UIW Sulselrabar | 7428 | PLN UP3 Makassar Selatan | 2180 | Gd Ar Mksar Sltn | ZST1 | PLN Stock Materials | 000000003280010 | CONN;;PG W TO W;AL;D35.75-35.75mm2;BOLT | ZM0328 | BH | NORMAL | 305 | 0 | 0 | 0 | 1001 | HAR-Switchgear&Jaringan
7400 | UIW Sulselrabar | 7428 | PLN UP3 Makassar Selatan | 2180 | Gd Ar Mksar Sltn | ZST1 | PLN Stock Materials | 000000003280039 | CONN;;PG;CU;6-50mm2; | ZM0328 | BH | NORMAL | 0 | 0 | 0 | 0 | 1001 | HAR-Switchgear&Jaringan
7400 | UIW Sulselrabar | 7428 | PLN UP3 Makassar Selatan | 2180 | Gd Ar Mksar Sltn | ZST1 | PLN Stock Materials | 000000003280068 | CONN;1kV;;AL;35-70/35-70mm2;PRS HS;WP | ZM0328 | BH | NORMAL | 0 | 0 | 0 | 0 | 1001 | HAR-Switchgear&Jaringan
7400 | UIW Sulselrabar | 7428 | PLN UP3 Makassar Selatan | 2180 | Gd Ar Mksar Sltn | ZST1 | PLN Stock Materials | 000000003280073 | CONN;1kV;;AL;6-35/35-70mm2;PRS HS;WP | ZM0328 | BH | NORMAL | 0 | 0 | 0 | 0 | 1001 | HAR-Switchgear&Jaringan
7400 | UIW Sulselrabar | 7428 | PLN UP3 Makassar Selatan | 2180 | Gd Ar Mksar Sltn | ZST1 | PLN Stock Materials | 000000003280087 | CONN;1kV;PIER;AL;6-25/35-70mm2;BOLT;WP | ZM0328 | BH | NORMAL | 0 | 0 | 0 | 0 | 1001 | HAR-Switchgear&Jaringan
7400 | UIW Sulselrabar | 7428 | PLN UP3 Makassar Selatan | 2180 | Gd Ar Mksar Sltn | ZST1 | PLN Stock Materials | 000000003280090 | CONN;1kV;PIER;AL;6-35/6-35mm2;BOLT;WP | ZM0328 | BH | NORMAL | 0 | 0 | 0 | 0 | 1001 | HAR-Switchgear&Jaringan
7400 | UIW Sulselrabar | 7428 | PLN UP3 Makassar Selatan | 2180 | Gd Ar Mksar Sltn | ZST1 | PLN Stock Materials | 000000003280095 | CONN;20kV;H;AL;50-70mm2;PRS; | ZM0328 | BH | PRE-MEMORY | 0 | 0 | 0 | 0 | 1001 | HAR-Switchgear&Jaringan
7400 | UIW Sulselrabar | 7428 | PLN UP3 Makassar Selatan | 2180 | Gd Ar Mksar Sltn | ZST1 | PLN Stock Materials | 000000003280095 | CONN;20kV;H;AL;50-70mm2;PRS; | ZM0328 | BH | NORMAL | 0 | 0 | 0 | 0 | 1001 | HAR-Switchgear&Jaringan
7400 | UIW Sulselrabar | 7428 | PLN UP3 Makassar Selatan | 2180 | Gd Ar Mksar Sltn | ZST1 | PLN Stock Materials | 000000003280129 | CONN;20KV;LLC;AL;70-150mm2; BOLT | ZM0328 | BH | NORMAL | 0 | 0 | 0 | 0 | 1001 | HAR-Switchgear&Jaringan
7400 | UIW Sulselrabar | 7428 | PLN UP3 Makassar Selatan | 2180 | Gd Ar Mksar Sltn | ZST1 | PLN Stock Materials | 000000003280134 | CONN;20kV;CIRCLE;AL;70-150mm2;PRS; | ZM0328 | BH | PRE-MEMORY | 0 | 0 | 0 | 0 | 1001 | HAR-Switchgear&Jaringan
7400 | UIW Sulselrabar | 7428 | PLN UP3 Makassar Selatan | 2180 | Gd Ar Mksar Sltn | ZST1 | PLN Stock Materials | 000000003280139 | CONN;20kV;H;AL;70-70/70-70mm2;PRS; | ZM0328 | BH | PRE-MEMORY | 0 | 0 | 0 | 0 | 1001 | HAR-Switchgear&Jaringan
7400 | UIW Sulselrabar | 7428 | PLN UP3 Makassar Selatan | 2180 | Gd Ar Mksar Sltn | ZST1 | PLN Stock Materials | 000000003280139 | CONN;20kV;H;AL;70-70/70-70mm2;PRS; | ZM0328 | BH | NORMAL | 0 | 0 | 0 | 0 | 1001 | HAR-Switchgear&Jaringan
7400 | UIW Sulselrabar | 7428 | PLN UP3 Makassar Selatan | 2180 | Gd Ar Mksar Sltn | ZST1 | PLN Stock Materials | 000000003280148 | CONN;20kV;H;AL;240-240mm2;PRS; | ZM0328 | BH | NORMAL | 0 | 0 | 0 | 0 | 1001 | HAR-Switchgear&Jaringan
7400 | UIW Sulselrabar | 7428 | PLN UP3 Makassar Selatan | 2180 | Gd Ar Mksar Sltn | ZST1 | PLN Stock Materials | 000000003280151 | CONN;20kV;H;AL;35-70/35-70mm2;PRS; | ZM0328 | BH | NORMAL | 135 | 0 | 0 | 0 | 1001 | HAR-Switchgear&Jaringan
7400 | UIW Sulselrabar | 7428 | PLN UP3 Makassar Selatan | 2180 | Gd Ar Mksar Sltn | ZST1 | PLN Stock Materials | 000000003280162 | CONN;20kV;H;AL;35-70mm2;PRS; | ZM0328 | BH | PRE-MEMORY | 0 | 0 | 0 | 0 | 1001 | HAR-Switchgear&Jaringan
7400 | UIW Sulselrabar | 7428 | PLN UP3 Makassar Selatan | 2180 | Gd Ar Mksar Sltn | ZST1 | PLN Stock Materials | 000000003280162 | CONN;20kV;H;AL;35-70mm2;PRS; | ZM0328 | BH | NORMAL | 0 | 0 | 0 | 0 | 1001 | HAR-Switchgear&Jaringan
7400 | UIW Sulselrabar | 7428 | PLN UP3 Makassar Selatan | 2180 | Gd Ar Mksar Sltn | ZST1 | PLN Stock Materials | 000000003280168 | CONN;20kV;LLC;AL;150mm2;BOLT; | ZM0328 | BH | NORMAL | 0 | 0 | 0 | 0 | 1001 | HAR-Switchgear&Jaringan
7400 | UIW Sulselrabar | 7428 | PLN UP3 Makassar Selatan | 2180 | Gd Ar Mksar Sltn | ZST1 | PLN Stock Materials | 000000003280169 | CONN;20kV;LLC;AL;240mm2;BOLT; | ZM0328 | BH | NORMAL | 0 | 0 | 0 | 0 | 1001 | HAR-Switchgear&Jaringan
7400 | UIW Sulselrabar | 7428 | PLN UP3 Makassar Selatan | 2180 | Gd Ar Mksar Sltn | ZST1 | PLN Stock Materials | 000000003280185 | CONN;20kV;H;AL;150-150mm2;PRS; | ZM0328 | BH | PRE-MEMORY | 0 | 0 | 0 | 0 | 1001 | HAR-Switchgear&Jaringan
7400 | UIW Sulselrabar | 7428 | PLN UP3 Makassar Selatan | 2180 | Gd Ar Mksar Sltn | ZST1 | PLN Stock Materials | 000000003280185 | CONN;20kV;H;AL;150-150mm2;PRS; | ZM0328 | BH | NORMAL | 0 | 0 | 0 | 0 | 1001 | HAR-Switchgear&Jaringan
7400 | UIW Sulselrabar | 7428 | PLN UP3 Makassar Selatan | 2180 | Gd Ar Mksar Sltn | ZST1 | PLN Stock Materials | 000000003280242 | CONN;1kV;PIER;AL;35-70/35-70mm2;BOLT; | ZM0328 | BH | NORMAL | 0 | 0 | 0 | 0 | 1001 | HAR-Switchgear&Jaringan
7400 | UIW Sulselrabar | 7428 | PLN UP3 Makassar Selatan | 2180 | Gd Ar Mksar Sltn | ZST1 | PLN Stock Materials | 000000003280245 | CONN;20kV;H;AL;150-240/150-240mm2;PRS; | ZM0328 | BH | NORMAL | 0 | 0 | 0 | 0 | 1001 | HAR-Switchgear&Jaringan
7400 | UIW Sulselrabar | 7428 | PLN UP3 Makassar Selatan | 2180 | Gd Ar Mksar Sltn | ZST1 | PLN Stock Materials | 000000003280253 | CONN;20kV;H;AL;70-150mm2;PRS; | ZM0328 | BH | PRE-MEMORY | 0 | 0 | 0 | 0 | 1001 | HAR-Switchgear&Jaringan
7400 | UIW Sulselrabar | 7428 | PLN UP3 Makassar Selatan | 2180 | Gd Ar Mksar Sltn | ZST1 | PLN Stock Materials | 000000003280253 | CONN;20kV;H;AL;70-150mm2;PRS; | ZM0328 | BH | NORMAL | 0 | 0 | 0 | 0 | 1001 | HAR-Switchgear&Jaringan
7400 | UIW Sulselrabar | 7428 | PLN UP3 Makassar Selatan | 2180 | Gd Ar Mksar Sltn | ZST1 | PLN Stock Materials | 000000003280266 | CONN;;H;AL;150-240mm2;; | ZM0328 | BH | NORMAL | 65 | 0 | 0 | 0 | 1001 | HAR-Switchgear&Jaringan
7400 | UIW Sulselrabar | 7428 | PLN UP3 Makassar Selatan | 2180 | Gd Ar Mksar Sltn | ZST1 | PLN Stock Materials | 000000003280281 | CONN;1kV;CCO;AL;10-16/10-16mm2;PRS; | ZM0328 | BH | NORMAL | 0 | 0 | 0 | 0 | 1001 | HAR-Switchgear&Jaringan
7400 | UIW Sulselrabar | 7428 | PLN UP3 Makassar Selatan | 2180 | Gd Ar Mksar Sltn | ZST1 | PLN Stock Materials | 000000003280297 | CONN;1kV;CCO;AL;70-70/70-70mm2;PRS; | ZM0328 | BH | NORMAL | 0 | 0 | 0 | 0 | 1001 | HAR-Switchgear&Jaringan
7400 | UIW Sulselrabar | 7428 | PLN UP3 Makassar Selatan | 2180 | Gd Ar Mksar Sltn | ZST1 | PLN Stock Materials | 000000003280304 | CONN;1kV;CCOA;AL;35-70mm2;PRS; | ZM0328 | BH | NORMAL | 0 | 0 | 0 | 0 | 1001 | HAR-Switchgear&Jaringan
7400 | UIW Sulselrabar | 7428 | PLN UP3 Makassar Selatan | 2180 | Gd Ar Mksar Sltn | ZST1 | PLN Stock Materials | 000000003280305 | CONN;1kV;CCOA;AL;35mm2;PRS; | ZM0328 | BH | NORMAL | 0 | 0 | 0 | 0 | 1001 | HAR-Switchgear&Jaringan
7400 | UIW Sulselrabar | 7428 | PLN UP3 Makassar Selatan | 2180 | Gd Ar Mksar Sltn | ZST1 | PLN Stock Materials | 000000003280317 | CONN;;H;AL;10-16/25-35mm2;PRS | ZM0328 | BH | NORMAL | 0 | 0 | 0 | 0 | 1001 | HAR-Switchgear&Jaringan
7400 | UIW Sulselrabar | 7428 | PLN UP3 Makassar Selatan | 2180 | Gd Ar Mksar Sltn | ZST1 | PLN Stock Materials | 000000003280324 | CONN;1kV;;AL;10-16/23-35mm2;PRS HS;WP | ZM0328 | BH | NORMAL | 0 | 0 | 0 | 0 | 1001 | HAR-Switchgear&Jaringan
7400 | UIW Sulselrabar | 7428 | PLN UP3 Makassar Selatan | 2180 | Gd Ar Mksar Sltn | ZST1 | PLN Stock Materials | 000000003280334 | CONN;1kV;PG;AL-CU;6-35mm2;BOLT; | ZM0328 | BH | NORMAL | 0 | 0 | 0 | 0 | 1001 | HAR-Switchgear&Jaringan
7400 | UIW Sulselrabar | 7428 | PLN UP3 Makassar Selatan | 2180 | Gd Ar Mksar Sltn | ZST1 | PLN Stock Materials | 000000003280337 | CONN;1kV;PIER;AL;6-25/35-70mm2;2BOLT;WP | ZM0328 | BH | PRE-MEMORY | 0 | 0 | 0 | 0 | 1001 | HAR-Switchgear&Jaringan
7400 | UIW Sulselrabar | 7428 | PLN UP3 Makassar Selatan | 2180 | Gd Ar Mksar Sltn | ZST1 | PLN Stock Materials | 000000003280337 | CONN;1kV;PIER;AL;6-25/35-70mm2;2BOLT;WP | ZM0328 | BH | NORMAL | 2658 | 0 | 0 | 0 | 1001 | HAR-Switchgear&Jaringan
7400 | UIW Sulselrabar | 7428 | PLN UP3 Makassar Selatan | 2180 | Gd Ar Mksar Sltn | ZST1 | PLN Stock Materials | 000000003280355 | CONN;20KV;LLC;AL;150-240mm2;BOLT | ZM0328 | BH | NORMAL | 0 | 0 | 0 | 0 | 1001 | HAR-Switchgear&Jaringan
7400 | UIW Sulselrabar | 7428 | PLN UP3 Makassar Selatan | 2180 | Gd Ar Mksar Sltn | ZST1 | PLN Stock Materials | 000000003280384 | CONN;20kV;CCO;AL;70-150mm2;PRS | ZM0328 | BH | NORMAL | 0 | 0 | 0 | 0 | 1001 | HAR-Switchgear&Jaringan
7400 | UIW Sulselrabar | 7428 | PLN UP3 Makassar Selatan | 2180 | Gd Ar Mksar Sltn | ZST1 | PLN Stock Materials | 000000003280421 | CONN;20KV;LLC;AL;95-150MM2;BOLT; | ZM0328 | BH | NORMAL | 0 | 0 | 0 | 0 | 1001 | HAR-Switchgear&Jaringan
7400 | UIW Sulselrabar | 7428 | PLN UP3 Makassar Selatan | 2180 | Gd Ar Mksar Sltn | ZST1 | PLN Stock Materials | 000000003280446 | CONN;20KV;LLC;;35-70MM2;BOLT | ZM0328 | BH | NORMAL | 0 | 0 | 0 | 0 | 1001 | HAR-Switchgear&Jaringan
7400 | UIW Sulselrabar | 7428 | PLN UP3 Makassar Selatan | 2180 | Gd Ar Mksar Sltn | ZST1 | PLN Stock Materials | 000000004010015 | BATTERY;DRY;LITHIUM;PLASTIC;; | ZM0401 | BH | NORMAL | 0 | 0 | 0 | 0 | 1005 | HAR-Persediaan Umum
7400 | UIW Sulselrabar | 7428 | PLN UP3 Makassar Selatan | 2180 | Gd Ar Mksar Sltn | ZST1 | PLN Stock Materials | 000000004070040 | UPS;220V;220VAC;1P;6000VA; | ZM0407 | U | NORMAL | 0 | 0 | 0 | 0 | 1005 | HAR-Persediaan Umum
7400 | UIW Sulselrabar | 7428 | PLN UP3 Makassar Selatan | 2180 | Gd Ar Mksar Sltn | ZST1 | PLN Stock Materials | 000000004070046 | UPS;380;380;3P;100KVA;MOBILE | ZM0407 | SET | NORMAL | 0 | 0 | 0 | 0 | 1005 | HAR-Persediaan Umum
7400 | UIW Sulselrabar | 7428 | PLN UP3 Makassar Selatan | 2180 | Gd Ar Mksar Sltn | ZST1 | PLN Stock Materials | 000000004070048 | UPS;380;380;3P;40KVA;MOBILE | ZM0407 | SET | NORMAL | 0 | 0 | 0 | 0 | 1005 | HAR-Persediaan Umum
7400 | UIW Sulselrabar | 7428 | PLN UP3 Makassar Selatan | 2180 | Gd Ar Mksar Sltn | ZST1 | PLN Stock Materials | 000000004080031 | GENSET;100KW;400V;;50HZ;;1000RPM | ZM0408 | U | NORMAL | 0 | 0 | 0 | 0 | 1005 | HAR-Persediaan Umum
7400 | UIW Sulselrabar | 7428 | PLN UP3 Makassar Selatan | 2180 | Gd Ar Mksar Sltn | ZST1 | PLN Stock Materials | 000000004080033 | GENSET;100KVA;380V;3P;50HZ;MBL;1500RPM | ZM0408 | SET | NORMAL | 0 | 0 | 0 | 0 | 1005 | HAR-Persediaan Umum
7400 | UIW Sulselrabar | 7428 | PLN UP3 Makassar Selatan | 2180 | Gd Ar Mksar Sltn | ZST1 | PLN Stock Materials | 000000004080036 | GENSET;40KW;380V;3P;50Hz;PORT;1500RPM | ZM0408 | SET | NORMAL | 0 | 0 | 0 | 0 | 1005 | HAR-Persediaan Umum
7400 | UIW Sulselrabar | 7428 | PLN UP3 Makassar Selatan | 2180 | Gd Ar Mksar Sltn | ZST1 | PLN Stock Materials | 000000004080084 | GENSET;250kVA;231/400V;3P;MOBILE;1500RPM | ZM0408 | U | NORMAL | 0 | 0 | 0 | 0 | 1005 | HAR-Persediaan Umum
7400 | UIW Sulselrabar | 7428 | PLN UP3 Makassar Selatan | 2180 | Gd Ar Mksar Sltn | ZST1 | PLN Stock Materials | 000000004090001 | GENSET ACC;STARTING SWITCH | ZM0409 | BH | NORMAL | 0 | 0 | 0 | 0 | 1005 | HAR-Persediaan Umum
7400 | UIW Sulselrabar | 7428 | PLN UP3 Makassar Selatan | 2180 | Gd Ar Mksar Sltn | ZST1 | PLN Stock Materials | 000000004090021 | GENSET ACC;BREATHER ELEMENT | ZM0409 | BH | NORMAL | 0 | 0 | 0 | 0 | 1005 | HAR-Persediaan Umum
7400 | UIW Sulselrabar | 7428 | PLN UP3 Makassar Selatan | 2180 | Gd Ar Mksar Sltn | ZST1 | PLN Stock Materials | 000000004090026 | GENSET;250 KW;380V;3P;50HZ;MOB;1500RPM | ZM0409 | SET | NORMAL | 0 | 0 | 0 | 0 | 1005 | HAR-Persediaan Umum
7400 | UIW Sulselrabar | 7428 | PLN UP3 Makassar Selatan | 2180 | Gd Ar Mksar Sltn | ZST1 | PLN Stock Materials | 000000004120002 | BOX;APP I NCBL;ST PLATE 1.4;320X150X36mm | ZM0412 | BH | NORMAL | 0 | 0 | 0 | 0 | 1003 | HAR-Alat Ukur
7400 | UIW Sulselrabar | 7428 | PLN UP3 Makassar Selatan | 2180 | Gd Ar Mksar Sltn | ZST1 | PLN Stock Materials | 000000004120003 | BOX;APP POLE;ST PLATE; | ZM0412 | BH | NORMAL | 0 | 0 | 0 | 0 | 1003 | HAR-Alat Ukur
7400 | UIW Sulselrabar | 7428 | PLN UP3 Makassar Selatan | 2180 | Gd Ar Mksar Sltn | ZST1 | PLN Stock Materials | 000000004120005 | BOX;APPVI NCBL;ST PLATE; | ZM0412 | BH | NORMAL | 0 | 0 | 0 | 0 | 1003 | HAR-Alat Ukur
7400 | UIW Sulselrabar | 7428 | PLN UP3 Makassar Selatan | 2180 | Gd Ar Mksar Sltn | ZST1 | PLN Stock Materials | 000000004120015 | BOX;GD SUSUN;ST PLATE 3mm;221X136X366cm | ZM0412 | U | NORMAL | 0 | 0 | 0 | 0 | 1005 | HAR-Persediaan Umum
7400 | UIW Sulselrabar | 7428 | PLN UP3 Makassar Selatan | 2180 | Gd Ar Mksar Sltn | ZST1 | PLN Stock Materials | 000000004120017 | BOX;kWh PJU;ST PLATE; | ZM0412 | BH | NORMAL | 0 | 0 | 0 | 0 | 1003 | HAR-Alat Ukur
7400 | UIW Sulselrabar | 7428 | PLN UP3 Makassar Selatan | 2180 | Gd Ar Mksar Sltn | ZST1 | PLN Stock Materials | 000000004120019 | BOX;kWh;ST PLATE 2mm;660X300X1250mm | ZM0412 | BH | NORMAL | 0 | 0 | 0 | 0 | 1003 | HAR-Alat Ukur
7400 | UIW Sulselrabar | 7428 | PLN UP3 Makassar Selatan | 2180 | Gd Ar Mksar Sltn | ZST1 | PLN Stock Materials | 000000004120046 | BOX;SMART BOX U/KWH MTR E;STEEL; | ZM0412 | BH | NORMAL | 0 | 0 | 0 | 0 | 1003 | HAR-Alat Ukur
7400 | UIW Sulselrabar | 7428 | PLN UP3 Makassar Selatan | 2180 | Gd Ar Mksar Sltn | ZST1 | PLN Stock Materials | 000000004120049 | BOX;APPIII;ST PLATE 2mm; | ZM0412 | BH | PRE-MEMORY | 0 | 0 | 0 | 0 | 1003 | HAR-Alat Ukur
7400 | UIW Sulselrabar | 7428 | PLN UP3 Makassar Selatan | 2180 | Gd Ar Mksar Sltn | ZST1 | PLN Stock Materials | 000000004120049 | BOX;APPIII;ST PLATE 2mm; | ZM0412 | BH | NORMAL | 0 | 0 | 0 | 0 | 1003 | HAR-Alat Ukur
7400 | UIW Sulselrabar | 7428 | PLN UP3 Makassar Selatan | 2180 | Gd Ar Mksar Sltn | ZST1 | PLN Stock Materials | 000000004120054 | BOX;APPVI TR;ST PLATE 2mm; | ZM0412 | BH | NORMAL | 14 | 0 | 0 | 0 | 1003 | HAR-Alat Ukur
7400 | UIW Sulselrabar | 7428 | PLN UP3 Makassar Selatan | 2180 | Gd Ar Mksar Sltn | ZST1 | PLN Stock Materials | 000000004120101 | BOX;MER TRIP MODEM MCCB CT TR 41,5KVA EN | ZM0412 | SET | NORMAL | 0 | 0 | 0 | 0 | 1003 | HAR-Alat Ukur
7400 | UIW Sulselrabar | 7428 | PLN UP3 Makassar Selatan | 2180 | Gd Ar Mksar Sltn | ZST1 | PLN Stock Materials | 000000004120102 | BOX;MER TRIP MODEM MCCB CT TR 53KVA | ZM0412 | SET | NORMAL | 0 | 0 | 0 | 0 | 1003 | HAR-Alat Ukur
7400 | UIW Sulselrabar | 7428 | PLN UP3 Makassar Selatan | 2180 | Gd Ar Mksar Sltn | ZST1 | PLN Stock Materials | 000000004120103 | BOX;MER TRIP MODEM MCCB CT TR 66KVA | ZM0412 | SET | NORMAL | 0 | 0 | 0 | 0 | 1003 | HAR-Alat Ukur
7400 | UIW Sulselrabar | 7428 | PLN UP3 Makassar Selatan | 2180 | Gd Ar Mksar Sltn | ZST1 | PLN Stock Materials | 000000004120104 | BOX;MER TRIP MODEM MCCB CT TR 82,5KVA | ZM0412 | SET | NORMAL | 0 | 0 | 0 | 0 | 1003 | HAR-Alat Ukur
7400 | UIW Sulselrabar | 7428 | PLN UP3 Makassar Selatan | 2180 | Gd Ar Mksar Sltn | ZST1 | PLN Stock Materials | 000000004120105 | BOX;MER TRIP MODEM MCCB CT TR 105KVA | ZM0412 | SET | NORMAL | 0 | 0 | 0 | 0 | 1003 | HAR-Alat Ukur
7400 | UIW Sulselrabar | 7428 | PLN UP3 Makassar Selatan | 2180 | Gd Ar Mksar Sltn | ZST1 | PLN Stock Materials | 000000004120106 | BOX;MER TRIP MODEM MCCB CT TR 131KVA | ZM0412 | SET | NORMAL | 0 | 0 | 0 | 0 | 1003 | HAR-Alat Ukur
7400 | UIW Sulselrabar | 7428 | PLN UP3 Makassar Selatan | 2180 | Gd Ar Mksar Sltn | ZST1 | PLN Stock Materials | 000000004120107 | BOX;MER TRIP MODEM MCCB CT TR 147KVA | ZM0412 | SET | NORMAL | 0 | 0 | 0 | 0 | 1003 | HAR-Alat Ukur
7400 | UIW Sulselrabar | 7428 | PLN UP3 Makassar Selatan | 2180 | Gd Ar Mksar Sltn | ZST1 | PLN Stock Materials | 000000004120108 | BOX;MER TRIP MODEM MCCB CT TR 164KVA | ZM0412 | SET | NORMAL | 0 | 0 | 0 | 0 | 1003 | HAR-Alat Ukur
7400 | UIW Sulselrabar | 7428 | PLN UP3 Makassar Selatan | 2180 | Gd Ar Mksar Sltn | ZST1 | PLN Stock Materials | 000000004120109 | BOX;MER TRIP MODEM MCCB CT TR 197KVA | ZM0412 | SET | NORMAL | 0 | 0 | 0 | 0 | 1003 | HAR-Alat Ukur
7400 | UIW Sulselrabar | 7428 | PLN UP3 Makassar Selatan | 2180 | Gd Ar Mksar Sltn | ZST1 | PLN Stock Materials | 000000004120118 | BOX;AMR 41.5KVA MCB ST PLAT 1.2MM | ZM0412 | BH | NORMAL | 0 | 0 | 0 | 0 | 1003 | HAR-Alat Ukur
7400 | UIW Sulselrabar | 7428 | PLN UP3 Makassar Selatan | 2180 | Gd Ar Mksar Sltn | ZST1 | PLN Stock Materials | 000000004120121 | BOX;MER TRIP MODEM MCCB CT TR 23KVA | ZM0412 | SET | NORMAL | 0 | 0 | 0 | 0 | 1003 | HAR-Alat Ukur
7400 | UIW Sulselrabar | 7428 | PLN UP3 Makassar Selatan | 2180 | Gd Ar Mksar Sltn | ZST1 | PLN Stock Materials | 000000004120122 | BOX;MER TRIP MODEM MCCB CT TR 33KVA | ZM0412 | SET | NORMAL | 0 | 0 | 0 | 0 | 1003 | HAR-Alat Ukur
7400 | UIW Sulselrabar | 7428 | PLN UP3 Makassar Selatan | 2180 | Gd Ar Mksar Sltn | ZST1 | PLN Stock Materials | 000000004120184 | BOX;AMR 240KVA 400A;PLATE2mm;108X55X60cm | ZM0412 | BH | NORMAL | 0 | 0 | 0 | 0 | 1003 | HAR-Alat Ukur
7400 | UIW Sulselrabar | 7428 | PLN UP3 Makassar Selatan | 2180 | Gd Ar Mksar Sltn | ZST1 | PLN Stock Materials | 000000004120185 | BOX;AMR 240KVA 400A;PLATE2mm;112X55X47cm | ZM0412 | BH | NORMAL | 0 | 0 | 0 | 0 | 1003 | HAR-Alat Ukur
7400 | UIW Sulselrabar | 7428 | PLN UP3 Makassar Selatan | 2180 | Gd Ar Mksar Sltn | ZST1 | PLN Stock Materials | 000000004120187 | BOX;AMR 329KVA 630A;PLATE2mm;112X55X47cm | ZM0412 | BH | NORMAL | 0 | 0 | 0 | 0 | 1003 | HAR-Alat Ukur
7400 | UIW Sulselrabar | 7428 | PLN UP3 Makassar Selatan | 2180 | Gd Ar Mksar Sltn | ZST1 | PLN Stock Materials | 000000004120196 | BOX;APPIII MCB 50A;PLAT2mm;420X200X644mm | ZM0412 | SET | NORMAL | 0 | 0 | 0 | 0 | 1003 | HAR-Alat Ukur
7400 | UIW Sulselrabar | 7428 | PLN UP3 Makassar Selatan | 2180 | Gd Ar Mksar Sltn | ZST1 | PLN Stock Materials | 000000004120242 | BOX;APP;TM | ZM0412 | BH | NORMAL | 0 | 0 | 0 | 0 | 1005 | HAR-Persediaan Umum
7400 | UIW Sulselrabar | 7428 | PLN UP3 Makassar Selatan | 2180 | Gd Ar Mksar Sltn | ZST1 | PLN Stock Materials | 000000004120262 | BOX;kWH TRPSAT 12;ST PLAT;600X200X1420mm | ZM0412 | U | NORMAL | 8 | 0 | 0 | 0 | 1005 | HAR-Persediaan Umum
7400 | UIW Sulselrabar | 7428 | PLN UP3 Makassar Selatan | 2180 | Gd Ar Mksar Sltn | ZST1 | PLN Stock Materials | 000000004120263 | BOX;kWH TRPSAT 9;ST PLAT;600X200X1220mm | ZM0412 | U | NORMAL | 1 | 0 | 0 | 0 | 1005 | HAR-Persediaan Umum
7400 | UIW Sulselrabar | 7428 | PLN UP3 Makassar Selatan | 2180 | Gd Ar Mksar Sltn | ZST1 | PLN Stock Materials | 000000004120284 | BOX;AMR COMBO;82,5KVA;+Shunt-Trip | ZM0412 | U | NORMAL | 0 | 0 | 0 | 0 | 1003 | HAR-Alat Ukur
7400 | UIW Sulselrabar | 7428 | PLN UP3 Makassar Selatan | 2180 | Gd Ar Mksar Sltn | ZST1 | PLN Stock Materials | 000000004120285 | BOX;AMR COMBO;105KVA;+Shunt-Trip | ZM0412 | U | NORMAL | 0 | 0 | 0 | 0 | 1003 | HAR-Alat Ukur
7400 | UIW Sulselrabar | 7428 | PLN UP3 Makassar Selatan | 2180 | Gd Ar Mksar Sltn | ZST1 | PLN Stock Materials | 000000004120286 | BOX;AMR COMBO;131KVA;+Shunt-Trip | ZM0412 | U | NORMAL | 0 | 0 | 0 | 0 | 1003 | HAR-Alat Ukur
7400 | UIW Sulselrabar | 7428 | PLN UP3 Makassar Selatan | 2180 | Gd Ar Mksar Sltn | ZST1 | PLN Stock Materials | 000000004120287 | BOX;AMR COMBO;164KVA;+Shunt-Trip | ZM0412 | U | NORMAL | 0 | 0 | 0 | 0 | 1003 | HAR-Alat Ukur
7400 | UIW Sulselrabar | 7428 | PLN UP3 Makassar Selatan | 2180 | Gd Ar Mksar Sltn | ZST1 | PLN Stock Materials | 000000004120288 | BOX;AMR COMBO;197KVA;+Shunt-Trip | ZM0412 | U | NORMAL | 0 | 0 | 0 | 0 | 1003 | HAR-Alat Ukur
7400 | UIW Sulselrabar | 7428 | PLN UP3 Makassar Selatan | 2180 | Gd Ar Mksar Sltn | ZST1 | PLN Stock Materials | 000000004120289 | BOX;AMR COMBO;147KVA;+Shunt-Trip | ZM0412 | U | NORMAL | 0 | 0 | 0 | 0 | 1003 | HAR-Alat Ukur
7400 | UIW Sulselrabar | 7428 | PLN UP3 Makassar Selatan | 2180 | Gd Ar Mksar Sltn | ZST1 | PLN Stock Materials | 000000004120305 | BOX;APPIII MCB 25A;STPLATE;645X400X200MM | ZM0412 | BH | NORMAL | 8 | 0 | 0 | 0 | 1003 | HAR-Alat Ukur
7400 | UIW Sulselrabar | 7428 | PLN UP3 Makassar Selatan | 2180 | Gd Ar Mksar Sltn | ZST1 | PLN Stock Materials | 000000004120306 | BOX;APPIII MCB 35A;STPLATE;645X400X200MM | ZM0412 | BH | NORMAL | 0 | 0 | 0 | 0 | 1003 | HAR-Alat Ukur
7400 | UIW Sulselrabar | 7428 | PLN UP3 Makassar Selatan | 2180 | Gd Ar Mksar Sltn | ZST1 | PLN Stock Materials | 000000004120307 | BOX;APPIII MCB 50A;STPLATE;645X400X200MM | ZM0412 | BH | NORMAL | 0 | 0 | 0 | 0 | 1003 | HAR-Alat Ukur
7400 | UIW Sulselrabar | 7428 | PLN UP3 Makassar Selatan | 2180 | Gd Ar Mksar Sltn | ZST1 | PLN Stock Materials | 000000004120308 | BOX;APPIII MCB 63A;STPLATE;840X330X170MM | ZM0412 | BH | NORMAL | 0 | 0 | 0 | 0 | 1003 | HAR-Alat Ukur
7400 | UIW Sulselrabar | 7428 | PLN UP3 Makassar Selatan | 2180 | Gd Ar Mksar Sltn | ZST1 | PLN Stock Materials | 000000004120318 | BOX;PANEL STANDSPLU;PLAT2MM;1500X520X520 | ZM0412 | SET | NORMAL | 4 | 0 | 0 | 0 | 1005 | HAR-Persediaan Umum
7400 | UIW Sulselrabar | 7428 | PLN UP3 Makassar Selatan | 2180 | Gd Ar Mksar Sltn | ZST1 | PLN Stock Materials | 000000004120319 | BOX;PANEL HOOK SPLU;PLT1.5MM;500X560X350 | ZM0412 | SET | NORMAL | 0 | 0 | 0 | 0 | 1005 | HAR-Persediaan Umum
7400 | UIW Sulselrabar | 7428 | PLN UP3 Makassar Selatan | 2180 | Gd Ar Mksar Sltn | ZST1 | PLN Stock Materials | 000000004120320 | BOX;AMR COMBO;53KVA;+SHUNT-TRIP | ZM0412 | BH | NORMAL | 0 | 0 | 0 | 0 | 1003 | HAR-Alat Ukur
7400 | UIW Sulselrabar | 7428 | PLN UP3 Makassar Selatan | 2180 | Gd Ar Mksar Sltn | ZST1 | PLN Stock Materials | 000000004120321 | BOX;AMR COMBO;66KVA;+SHUNT-TRIP | ZM0412 | BH | NORMAL | 0 | 0 | 0 | 0 | 1003 | HAR-Alat Ukur
7400 | UIW Sulselrabar | 7428 | PLN UP3 Makassar Selatan | 2180 | Gd Ar Mksar Sltn | ZST1 | PLN Stock Materials | 000000004120325 | BOX;PANEL HOOK SPLU;PLAT 1.6MM; | ZM0412 | BH | NORMAL | 4 | 0 | 0 | 0 | 1005 | HAR-Persediaan Umum
7400 | UIW Sulselrabar | 7428 | PLN UP3 Makassar Selatan | 2180 | Gd Ar Mksar Sltn | ZST1 | PLN Stock Materials | 000000004120330 | BOX;APPIII;6.6 KVA;+MCB | ZM0412 | BH | NORMAL | 0 | 0 | 0 | 0 | 1003 | HAR-Alat Ukur
7400 | UIW Sulselrabar | 7428 | PLN UP3 Makassar Selatan | 2180 | Gd Ar Mksar Sltn | ZST1 | PLN Stock Materials | 000000004120331 | BOX;APPIII;10.5KVA;+MCB | ZM0412 | BH | NORMAL | 0 | 0 | 0 | 0 | 1003 | HAR-Alat Ukur
7400 | UIW Sulselrabar | 7428 | PLN UP3 Makassar Selatan | 2180 | Gd Ar Mksar Sltn | ZST1 | PLN Stock Materials | 000000004120332 | BOX;APPIII;13.2KVA;+MCB | ZM0412 | BH | NORMAL | 0 | 0 | 0 | 0 | 1003 | HAR-Alat Ukur
7400 | UIW Sulselrabar | 7428 | PLN UP3 Makassar Selatan | 2180 | Gd Ar Mksar Sltn | ZST1 | PLN Stock Materials | 000000004120333 | BOX;APPIII;16.5KVA;+MCB | ZM0412 | BH | NORMAL | 0 | 0 | 0 | 0 | 1003 | HAR-Alat Ukur
7400 | UIW Sulselrabar | 7428 | PLN UP3 Makassar Selatan | 2180 | Gd Ar Mksar Sltn | ZST1 | PLN Stock Materials | 000000004120348 | BOX;APP;PLATE 2MM;1175X450X270 | ZM0412 | BH | NORMAL | 0 | 0 | 0 | 0 | 1003 | HAR-Alat Ukur
7400 | UIW Sulselrabar | 7428 | PLN UP3 Makassar Selatan | 2180 | Gd Ar Mksar Sltn | ZST1 | PLN Stock Materials | 000000004120377 | BOX;GD MENARA;PLATE 3.2MM;1815X1815X4880 | ZM0412 | U | NORMAL | 1 | 0 | 0 | 0 | 1005 | HAR-Persediaan Umum
7400 | UIW Sulselrabar | 7428 | PLN UP3 Makassar Selatan | 2180 | Gd Ar Mksar Sltn | ZST1 | PLN Stock Materials | 000000004120395 | BOX;APPMCCB16ASTRIP;ST1.2;645X400X200MM | ZM0412 | BH | NORMAL | 10 | 0 | 0 | 0 | 1003 | HAR-Alat Ukur
7400 | UIW Sulselrabar | 7428 | PLN UP3 Makassar Selatan | 2180 | Gd Ar Mksar Sltn | ZST1 | PLN Stock Materials | 000000004120402 | BOX;PANEL WALL SPLU;PLT1.2MM;420X300X105 | ZM0412 | SET | NORMAL | 0 | 0 | 0 | 0 | 1003 | HAR-Alat Ukur
7400 | UIW Sulselrabar | 7428 | PLN UP3 Makassar Selatan | 2180 | Gd Ar Mksar Sltn | ZST1 | PLN Stock Materials | 000000004120427 | BOX;EVCHARGING SPLU;PLAT2MM;1620X330X310 | ZM0412 | SET | NORMAL | 1 | 0 | 0 | 0 | 1005 | HAR-Persediaan Umum
7400 | UIW Sulselrabar | 7428 | PLN UP3 Makassar Selatan | 2180 | Gd Ar Mksar Sltn | ZST1 | PLN Stock Materials | 000000004120463 | BOX;KWH PJU MANDIRI;ST PLATE 2MM; | ZM0412 | SET | NORMAL | 8 | 0 | 0 | 0 | 1003 | HAR-Alat Ukur
7400 | UIW Sulselrabar | 7428 | PLN UP3 Makassar Selatan | 2180 | Gd Ar Mksar Sltn | ZST1 | PLN Stock Materials | 000000004130023 | BOX ACC;AMR PANEL PLATFORM | ZM0413 | BH | NORMAL | 0 | 0 | 0 | 0 | 1003 | HAR-Alat Ukur
7400 | UIW Sulselrabar | 7428 | PLN UP3 Makassar Selatan | 2180 | Gd Ar Mksar Sltn | ZST1 | PLN Stock Materials | 000000004130039 | BOX ACC;KEYPAD SPLU TYPE HOOK | ZM0413 | BH | NORMAL | 20 | 0 | 0 | 0 | 1005 | HAR-Persediaan Umum
7400 | UIW Sulselrabar | 7428 | PLN UP3 Makassar Selatan | 2180 | Gd Ar Mksar Sltn | ZST1 | PLN Stock Materials | 000000004150032 | PANEL ACC;STOPER TERMINAL | ZM0415 | BH | NORMAL | 0 | 0 | 0 | 0 | 1005 | HAR-Persediaan Umum
7400 | UIW Sulselrabar | 7428 | PLN UP3 Makassar Selatan | 2180 | Gd Ar Mksar Sltn | ZST1 | PLN Stock Materials | 000000004150039 | PANEL ACC;TERMINAL BLOCK 10mm2 | ZM0415 | BH | NORMAL | 0 | 0 | 0 | 0 | 1005 | HAR-Persediaan Umum
7400 | UIW Sulselrabar | 7428 | PLN UP3 Makassar Selatan | 2180 | Gd Ar Mksar Sltn | ZST1 | PLN Stock Materials | 000000004150062 | PANEL ACC;MAIN SWITCH 400V 400A 3P | ZM0415 | BH | NORMAL | 0 | 0 | 0 | 0 | 1005 | HAR-Persediaan Umum
7400 | UIW Sulselrabar | 7428 | PLN UP3 Makassar Selatan | 2180 | Gd Ar Mksar Sltn | ZST1 | PLN Stock Materials | 000000004150070 | PANEL ACC;FUSE CARRIER | ZM0415 | BH | NORMAL | 0 | 0 | 0 | 0 | 1005 | HAR-Persediaan Umum
7400 | UIW Sulselrabar | 7428 | PLN UP3 Makassar Selatan | 2180 | Gd Ar Mksar Sltn | ZST1 | PLN Stock Materials | 000000004150077 | PANEL ACC;MAIN SWITCH 400V 3P 800A | ZM0415 | BH | NORMAL | 0 | 0 | 0 | 0 | 1005 | HAR-Persediaan Umum
7400 | UIW Sulselrabar | 7428 | PLN UP3 Makassar Selatan | 2180 | Gd Ar Mksar Sltn | ZST1 | PLN Stock Materials | 000000004150105 | PANEL ACC;AUTOMATIC TRANSFER SWITCH 630A | ZM0415 | U | NORMAL | 0 | 0 | 0 | 0 | 1005 | HAR-Persediaan Umum
7400 | UIW Sulselrabar | 7428 | PLN UP3 Makassar Selatan | 2180 | Gd Ar Mksar Sltn | ZST1 | PLN Stock Materials | 000000004150131 | PANEL ACC;TERMINAL BLOCK 2.5mm2 | ZM0415 | BH | NORMAL | 0 | 0 | 0 | 0 | 1005 | HAR-Persediaan Umum
7400 | UIW Sulselrabar | 7428 | PLN UP3 Makassar Selatan | 2180 | Gd Ar Mksar Sltn | ZST1 | PLN Stock Materials | 000000004160015 | CABLE CTRL;NYAF;1X4mm2;0.6/1kV;OH | ZM0416 | M | NORMAL | 0 | 0 | 0 | 0 | 1002 | HAR-Kabel
7400 | UIW Sulselrabar | 7428 | PLN UP3 Makassar Selatan | 2180 | Gd Ar Mksar Sltn | ZST1 | PLN Stock Materials | 000000004160016 | CABLE CTRL;NYAF;1X6mm2;0.6/1kV;OH | ZM0416 | M | PRE-MEMORY | 0 | 0 | 0 | 0 | 1002 | HAR-Kabel
7400 | UIW Sulselrabar | 7428 | PLN UP3 Makassar Selatan | 2180 | Gd Ar Mksar Sltn | ZST1 | PLN Stock Materials | 000000004160016 | CABLE CTRL;NYAF;1X6mm2;0.6/1kV;OH | ZM0416 | M | NORMAL | 0 | 0 | 0 | 0 | 1002 | HAR-Kabel
7400 | UIW Sulselrabar | 7428 | PLN UP3 Makassar Selatan | 2180 | Gd Ar Mksar Sltn | ZST1 | PLN Stock Materials | 000000004160036 | CABLE CTRL;NYMHY;4X2.5mm2;0.6/1kV;OH | ZM0416 | M | NORMAL | 0 | 0 | 0 | 0 | 1002 | HAR-Kabel
7400 | UIW Sulselrabar | 7428 | PLN UP3 Makassar Selatan | 2180 | Gd Ar Mksar Sltn | ZST1 | PLN Stock Materials | 000000004160040 | CABLE CTRL;NYY;2X6mm2;0.6/1kV;OH | ZM0416 | M | NORMAL | 0 | 0 | 0 | 0 | 1002 | HAR-Kabel
7400 | UIW Sulselrabar | 7428 | PLN UP3 Makassar Selatan | 2180 | Gd Ar Mksar Sltn | ZST1 | PLN Stock Materials | 000000004160041 | CABLE CTRL;NYY;7x2.5mm2;0.6/1kV;OH | ZM0416 | M | NORMAL | 0 | 0 | 0 | 0 | 1002 | HAR-Kabel
7400 | UIW Sulselrabar | 7428 | PLN UP3 Makassar Selatan | 2180 | Gd Ar Mksar Sltn | ZST1 | PLN Stock Materials | 000000004160044 | CABLE CTRL;NYYHY;4X4mm2;0.6/1kV;OH | ZM0416 | M | NORMAL | 0 | 0 | 0 | 0 | 1002 | HAR-Kabel
7400 | UIW Sulselrabar | 7428 | PLN UP3 Makassar Selatan | 2180 | Gd Ar Mksar Sltn | ZST1 | PLN Stock Materials | 000000004160046 | CABLE CTRL;NYYHY;6X4mm2;0.6/1kV;OH | ZM0416 | M | NORMAL | 0 | 0 | 0 | 0 | 1002 | HAR-Kabel
7400 | UIW Sulselrabar | 7428 | PLN UP3 Makassar Selatan | 2180 | Gd Ar Mksar Sltn | ZST1 | PLN Stock Materials | 000000004160049 | CABLE CTRL;NYSY;10x6 mm2;0.6/1kV; | ZM0416 | M | NORMAL | 0 | 0 | 0 | 0 | 1002 | HAR-Kabel
7400 | UIW Sulselrabar | 7428 | PLN UP3 Makassar Selatan | 2180 | Gd Ar Mksar Sltn | ZST1 | PLN Stock Materials | 000000004160084 | CABLE CTRL;NYM;4x4mm2;230/380V;OH | ZM0416 | M | NORMAL | 0 | 0 | 0 | 0 | 1002 | HAR-Kabel
7400 | UIW Sulselrabar | 7428 | PLN UP3 Makassar Selatan | 2180 | Gd Ar Mksar Sltn | ZST1 | PLN Stock Materials | 000000004160106 | CABLE CTRL;NYY;3X4mm2;0.6/1kV;OH | ZM0416 | M | NORMAL | 0 | 0 | 0 | 0 | 1002 | HAR-Kabel
7400 | UIW Sulselrabar | 7428 | PLN UP3 Makassar Selatan | 2180 | Gd Ar Mksar Sltn | ZST1 | PLN Stock Materials | 000000004160295 | CABLE CTRL;NYAF;1X16MM2;0.6/1KV;OH | ZM0416 | M | PRE-MEMORY | 0 | 0 | 0 | 0 | 1002 | HAR-Kabel
7400 | UIW Sulselrabar | 7428 | PLN UP3 Makassar Selatan | 2180 | Gd Ar Mksar Sltn | ZST1 | PLN Stock Materials | 000000004160295 | CABLE CTRL;NYAF;1X16MM2;0.6/1KV;OH | ZM0416 | M | NORMAL | 0 | 0 | 0 | 0 | 1002 | HAR-Kabel
7400 | UIW Sulselrabar | 7428 | PLN UP3 Makassar Selatan | 2180 | Gd Ar Mksar Sltn | ZST1 | PLN Stock Materials | 000000004170015 | CABLE CTRL ACC;SUSPENSION ASS 25-50mm | ZM0417 | BH | NORMAL | 0 | 0 | 0 | 0 | 1002 | HAR-Kabel
7400 | UIW Sulselrabar | 7428 | PLN UP3 Makassar Selatan | 2180 | Gd Ar Mksar Sltn | ZST1 | PLN Stock Materials | 000000004170022 | CABLE CTRL ACC;CABLE SHOE ALCU 6mm2;I | ZM0417 | BH | NORMAL | 0 | 0 | 0 | 0 | 1002 | HAR-Kabel
7400 | UIW Sulselrabar | 7428 | PLN UP3 Makassar Selatan | 2180 | Gd Ar Mksar Sltn | ZST1 | PLN Stock Materials | 000000004170069 | CABLE CTRL ACC;LARGE ANGLE ASS 50-70mm | ZM0417 | BH | NORMAL | 0 | 0 | 0 | 0 | 1002 | HAR-Kabel
7400 | UIW Sulselrabar | 7428 | PLN UP3 Makassar Selatan | 2180 | Gd Ar Mksar Sltn | ZST1 | PLN Stock Materials | 000000004170136 | CABLE CTRL ACC;CABLE SCHOEN U 4MM | ZM0417 | BH | NORMAL | 0 | 0 | 0 | 0 | 1002 | HAR-Kabel
7400 | UIW Sulselrabar | 7428 | PLN UP3 Makassar Selatan | 2180 | Gd Ar Mksar Sltn | ZST1 | PLN Stock Materials | 000000004170167 | CABLE CTRL ACC;CABLE SCHOEN FERULES2.5MM | ZM0417 | EA | NORMAL | 0 | 0 | 0 | 0 | 1002 | HAR-Kabel
7400 | UIW Sulselrabar | 7428 | PLN UP3 Makassar Selatan | 2180 | Gd Ar Mksar Sltn | ZST1 | PLN Stock Materials | 000000004190021 | UNIV ACC;BOLT H & N.W2 FW DIA12X50mm | ZM0419 | BH | NORMAL | 0 | 0 | 0 | 0 | 1005 | HAR-Persediaan Umum
7400 | UIW Sulselrabar | 7428 | PLN UP3 Makassar Selatan | 2180 | Gd Ar Mksar Sltn | ZST1 | PLN Stock Materials | 000000004190065 | UNIV ACC;LAMP MERCURY 220V/400W | ZM0419 | BH | HAPUS | 0 | 0 | 0 | 0 | 1021 | HAR-Material Utk Dihapus
7400 | UIW Sulselrabar | 7428 | PLN UP3 Makassar Selatan | 2180 | Gd Ar Mksar Sltn | ZST1 | PLN Stock Materials | 000000004190080 | UNIV ACC;PIPE PVC 0.5IN | ZM0419 | BTG | NORMAL | 0 | 0 | 0 | 0 | 1005 | HAR-Persediaan Umum
7400 | UIW Sulselrabar | 7428 | PLN UP3 Makassar Selatan | 2180 | Gd Ar Mksar Sltn | ZST1 | PLN Stock Materials | 000000004190105 | UNIV ACC;ISOLASI RUBBER | ZM0419 | BH | NORMAL | 0 | 0 | 0 | 0 | 1005 | HAR-Persediaan Umum
7400 | UIW Sulselrabar | 7428 | PLN UP3 Makassar Selatan | 2180 | Gd Ar Mksar Sltn | ZST1 | PLN Stock Materials | 000000004190117 | UNIV ACC;TANDA PERINGATAN I | ZM0419 | BH | NORMAL | 0 | 0 | 0 | 0 | 1005 | HAR-Persediaan Umum
7400 | UIW Sulselrabar | 7428 | PLN UP3 Makassar Selatan | 2180 | Gd Ar Mksar Sltn | ZST1 | PLN Stock Materials | 000000004190118 | UNIV ACC;TANDA PERINGATAN II | ZM0419 | BH | HAPUS | 0 | 0 | 0 | 0 | 1021 | HAR-Material Utk Dihapus
7400 | UIW Sulselrabar | 7428 | PLN UP3 Makassar Selatan | 2180 | Gd Ar Mksar Sltn | ZST1 | PLN Stock Materials | 000000004190119 | UNIV ACC;TANDA PERINGATAN III | ZM0419 | BH | HAPUS | 0 | 0 | 0 | 0 | 1021 | HAR-Material Utk Dihapus
7400 | UIW Sulselrabar | 7428 | PLN UP3 Makassar Selatan | 2180 | Gd Ar Mksar Sltn | ZST1 | PLN Stock Materials | 000000004190120 | UNIV ACC;TANDA PERINGATAN IV | ZM0419 | BH | HAPUS | 0 | 0 | 0 | 0 | 1021 | HAR-Material Utk Dihapus
7400 | UIW Sulselrabar | 7428 | PLN UP3 Makassar Selatan | 2180 | Gd Ar Mksar Sltn | ZST1 | PLN Stock Materials | 000000004190165 | UNIV ACC;BALAST TL 220/230V 40WATT | ZM0419 | BH | HAPUS | 0 | 0 | 0 | 0 | 1021 | HAR-Material Utk Dihapus
7400 | UIW Sulselrabar | 7428 | PLN UP3 Makassar Selatan | 2180 | Gd Ar Mksar Sltn | ZST1 | PLN Stock Materials | 000000004190192 | UNIV ACC;MUR BAUT SENG 3/6" X 3/4" | ZM0419 | BH | NORMAL | 0 | 0 | 0 | 0 | 1005 | HAR-Persediaan Umum
7400 | UIW Sulselrabar | 7428 | PLN UP3 Makassar Selatan | 2180 | Gd Ar Mksar Sltn | ZST1 | PLN Stock Materials | 000000004190198 | UNIV ACC;PLASTIC FISHER;8mmX3,5" | ZM0419 | BH | NORMAL | 0 | 0 | 0 | 0 | 1005 | HAR-Persediaan Umum
7400 | UIW Sulselrabar | 7428 | PLN UP3 Makassar Selatan | 2180 | Gd Ar Mksar Sltn | ZST1 | PLN Stock Materials | 000000004190200 | UNIV ACC;PVC 3"X4m AW | ZM0419 | BH | NORMAL | 0 | 0 | 0 | 0 | 1005 | HAR-Persediaan Umum
7400 | UIW Sulselrabar | 7428 | PLN UP3 Makassar Selatan | 2180 | Gd Ar Mksar Sltn | ZST1 | PLN Stock Materials | 000000004190205 | UNIV ACC;STEKER T / 220V | ZM0419 | BH | HAPUS | 0 | 0 | 0 | 0 | 1021 | HAR-Material Utk Dihapus
7400 | UIW Sulselrabar | 7428 | PLN UP3 Makassar Selatan | 2180 | Gd Ar Mksar Sltn | ZST1 | PLN Stock Materials | 000000004190213 | UNIV ACC;INSULATING TAPE | ZM0419 | BH | NORMAL | 0 | 0 | 0 | 0 | 1005 | HAR-Persediaan Umum
7400 | UIW Sulselrabar | 7428 | PLN UP3 Makassar Selatan | 2180 | Gd Ar Mksar Sltn | ZST1 | PLN Stock Materials | 000000004190216 | UNIV ACC;KNIE PVC L 4" | ZM0419 | BH | NORMAL | 0 | 0 | 0 | 0 | 1005 | HAR-Persediaan Umum
7400 | UIW Sulselrabar | 7428 | PLN UP3 Makassar Selatan | 2180 | Gd Ar Mksar Sltn | ZST1 | PLN Stock Materials | 000000004190218 | UNIV ACC;CONTROL RECLOSER | ZM0419 | U | NORMAL | 0 | 0 | 0 | 0 | 1005 | HAR-Persediaan Umum
7400 | UIW Sulselrabar | 7428 | PLN UP3 Makassar Selatan | 2180 | Gd Ar Mksar Sltn | ZST1 | PLN Stock Materials | 000000004190256 | UNIV ACC;GROUND PIPE 1.5"X2.75M+BC 50 | ZM0419 | BTG | PRE-MEMORY | 0 | 0 | 0 | 0 | 1005 | HAR-Persediaan Umum
7400 | UIW Sulselrabar | 7428 | PLN UP3 Makassar Selatan | 2180 | Gd Ar Mksar Sltn | ZST1 | PLN Stock Materials | 000000004190256 | UNIV ACC;GROUND PIPE 1.5"X2.75M+BC 50 | ZM0419 | BTG | NORMAL | 0 | 0 | 0 | 0 | 1005 | HAR-Persediaan Umum
7400 | UIW Sulselrabar | 7428 | PLN UP3 Makassar Selatan | 2180 | Gd Ar Mksar Sltn | ZST1 | PLN Stock Materials | 000000004190277 | UNIV ACC;PIPE GALV 3"X3m | ZM0419 | BTG | NORMAL | 0 | 0 | 0 | 0 | 1005 | HAR-Persediaan Umum
7400 | UIW Sulselrabar | 7428 | PLN UP3 Makassar Selatan | 2180 | Gd Ar Mksar Sltn | ZST1 | PLN Stock Materials | 000000004190374 | UNIV ACC;CLAMP PLASTIK NO.14 | ZM0419 | BH | NORMAL | 0 | 0 | 0 | 0 | 1005 | HAR-Persediaan Umum
7400 | UIW Sulselrabar | 7428 | PLN UP3 Makassar Selatan | 2180 | Gd Ar Mksar Sltn | ZST1 | PLN Stock Materials | 000000004190404 | UNIV ACC;PIPE PVC 1IN | ZM0419 | BTG | NORMAL | 0 | 0 | 0 | 0 | 1005 | HAR-Persediaan Umum
7400 | UIW Sulselrabar | 7428 | PLN UP3 Makassar Selatan | 2180 | Gd Ar Mksar Sltn | ZST1 | PLN Stock Materials | 000000004190541 | UNIV ACC;LAMP FIXTURE | ZM0419 | BH | HAPUS | 0 | 0 | 0 | 0 | 1021 | HAR-Material Utk Dihapus
7400 | UIW Sulselrabar | 7428 | PLN UP3 Makassar Selatan | 2180 | Gd Ar Mksar Sltn | ZST1 | PLN Stock Materials | 000000004190543 | UNIV ACC;LAMPSHADE TL 20W | ZM0419 | BH | HAPUS | 0 | 0 | 0 | 0 | 1021 | HAR-Material Utk Dihapus
7400 | UIW Sulselrabar | 7428 | PLN UP3 Makassar Selatan | 2180 | Gd Ar Mksar Sltn | ZST1 | PLN Stock Materials | 000000004190637 | UNIV ACC;DIESEL OIL TRANSFER PUMP | ZM0419 | U | NORMAL | 0 | 0 | 0 | 0 | 1005 | HAR-Persediaan Umum
7400 | UIW Sulselrabar | 7428 | PLN UP3 Makassar Selatan | 2180 | Gd Ar Mksar Sltn | ZST1 | PLN Stock Materials | 000000004190653 | UNIV ACC;ARMATURE LAMP 250WATT | ZM0419 | BH | HAPUS | 0 | 0 | 0 | 0 | 1021 | HAR-Material Utk Dihapus
7400 | UIW Sulselrabar | 7428 | PLN UP3 Makassar Selatan | 2180 | Gd Ar Mksar Sltn | ZST1 | PLN Stock Materials | 000000004190670 | UNIV ACC;BOLT&NUT GALV 12X30mm+WSH | ZM0419 | BH | NORMAL | 0 | 0 | 0 | 0 | 1005 | HAR-Persediaan Umum
7400 | UIW Sulselrabar | 7428 | PLN UP3 Makassar Selatan | 2180 | Gd Ar Mksar Sltn | ZST1 | PLN Stock Materials | 000000004190682 | UNIV ACC;BOUW & SOCK L PVC 1" | ZM0419 | BH | NORMAL | 0 | 0 | 0 | 0 | 1005 | HAR-Persediaan Umum
7400 | UIW Sulselrabar | 7428 | PLN UP3 Makassar Selatan | 2180 | Gd Ar Mksar Sltn | ZST1 | PLN Stock Materials | 000000004190689 | UNIV ACC;DRILL BIT SET | ZM0419 | SET | NORMAL | 0 | 0 | 0 | 0 | 1005 | HAR-Persediaan Umum
7400 | UIW Sulselrabar | 7428 | PLN UP3 Makassar Selatan | 2180 | Gd Ar Mksar Sltn | ZST1 | PLN Stock Materials | 000000004190691 | UNIV ACC;FISCHER 12mm | ZM0419 | BH | RETROVIT | 0 | 0 | 0 | 0 | 1005 | HAR-Persediaan Umum
7400 | UIW Sulselrabar | 7428 | PLN UP3 Makassar Selatan | 2180 | Gd Ar Mksar Sltn | ZST1 | PLN Stock Materials | 000000004190700 | UNIV ACC;LAMP HPL 220V/400W | ZM0419 | BH | HAPUS | 0 | 0 | 0 | 0 | 1021 | HAR-Material Utk Dihapus
7400 | UIW Sulselrabar | 7428 | PLN UP3 Makassar Selatan | 2180 | Gd Ar Mksar Sltn | ZST1 | PLN Stock Materials | 000000004190702 | UNIV ACC;LAMP MERCURY 220V/160W | ZM0419 | BH | HAPUS | 0 | 0 | 0 | 0 | 1021 | HAR-Material Utk Dihapus
7400 | UIW Sulselrabar | 7428 | PLN UP3 Makassar Selatan | 2180 | Gd Ar Mksar Sltn | ZST1 | PLN Stock Materials | 000000004190703 | UNIV ACC;LAMP MLL 220V/1250W | ZM0419 | BH | HAPUS | 0 | 0 | 0 | 0 | 1021 | HAR-Material Utk Dihapus
7400 | UIW Sulselrabar | 7428 | PLN UP3 Makassar Selatan | 2180 | Gd Ar Mksar Sltn | ZST1 | PLN Stock Materials | 000000004190706 | UNIV ACC;LASDOPEN PLASTIC 1.5A | ZM0419 | BH | HAPUS | 0 | 0 | 0 | 0 | 1021 | HAR-Material Utk Dihapus
7400 | UIW Sulselrabar | 7428 | PLN UP3 Makassar Selatan | 2180 | Gd Ar Mksar Sltn | ZST1 | PLN Stock Materials | 000000004190726 | UNIV ACC;PLAFON ROSET | ZM0419 | BH | HAPUS | 0 | 0 | 0 | 0 | 1021 | HAR-Material Utk Dihapus
7400 | UIW Sulselrabar | 7428 | PLN UP3 Makassar Selatan | 2180 | Gd Ar Mksar Sltn | ZST1 | PLN Stock Materials | 000000004190729 | UNIV ACC;SOCK PVC 3/4" | ZM0419 | BH | NORMAL | 0 | 0 | 0 | 0 | 1005 | HAR-Persediaan Umum
7400 | UIW Sulselrabar | 7428 | PLN UP3 Makassar Selatan | 2180 | Gd Ar Mksar Sltn | ZST1 | PLN Stock Materials | 000000004190731 | UNIV ACC;STAR KEY | ZM0419 | BH | HAPUS | 0 | 0 | 0 | 0 | 1021 | HAR-Material Utk Dihapus
7400 | UIW Sulselrabar | 7428 | PLN UP3 Makassar Selatan | 2180 | Gd Ar Mksar Sltn | ZST1 | PLN Stock Materials | 000000004190733 | UNIV ACC;STOP CONTACT 6A | ZM0419 | BH | HAPUS | 0 | 0 | 0 | 0 | 1021 | HAR-Material Utk Dihapus
7400 | UIW Sulselrabar | 7428 | PLN UP3 Makassar Selatan | 2180 | Gd Ar Mksar Sltn | ZST1 | PLN Stock Materials | 000000004190740 | UNIV ACC;GRINDSTONE EYE | ZM0419 | BH | NORMAL | 0 | 0 | 0 | 0 | 1005 | HAR-Persediaan Umum
7400 | UIW Sulselrabar | 7428 | PLN UP3 Makassar Selatan | 2180 | Gd Ar Mksar Sltn | ZST1 | PLN Stock Materials | 000000004190741 | UNIV ACC;LAMPSHADE | ZM0419 | BH | HAPUS | 0 | 0 | 0 | 0 | 1021 | HAR-Material Utk Dihapus
7400 | UIW Sulselrabar | 7428 | PLN UP3 Makassar Selatan | 2180 | Gd Ar Mksar Sltn | ZST1 | PLN Stock Materials | 000000004191619 | UNIV ACC;HOT STICK WIPING CLOTH | ZM0419 | BH | NORMAL | 0 | 0 | 0 | 0 | 1005 | HAR-Persediaan Umum
7400 | UIW Sulselrabar | 7428 | PLN UP3 Makassar Selatan | 2180 | Gd Ar Mksar Sltn | ZST1 | PLN Stock Materials | 000000004191641 | UNIV ACC;GUNTING | ZM0419 | BH | NORMAL | 0 | 0 | 0 | 0 | 1005 | HAR-Persediaan Umum
7400 | UIW Sulselrabar | 7428 | PLN UP3 Makassar Selatan | 2180 | Gd Ar Mksar Sltn | ZST1 | PLN Stock Materials | 000000004191700 | UNIV ACC;JAS HUJAN | ZM0419 | BH | NORMAL | 0 | 0 | 0 | 0 | 1005 | HAR-Persediaan Umum
7400 | UIW Sulselrabar | 7428 | PLN UP3 Makassar Selatan | 2180 | Gd Ar Mksar Sltn | ZST1 | PLN Stock Materials | 000000004191708 | UNIV ACC;SILICON CLOTH | ZM0419 | BH | NORMAL | 0 | 0 | 0 | 0 | 1005 | HAR-Persediaan Umum
7400 | UIW Sulselrabar | 7428 | PLN UP3 Makassar Selatan | 2180 | Gd Ar Mksar Sltn | ZST1 | PLN Stock Materials | 000000004191835 | UNIV ACC;TALI TANGGA (STRAP) | ZM0419 | BH | NORMAL | 0 | 0 | 0 | 0 | 1005 | HAR-Persediaan Umum
7400 | UIW Sulselrabar | 7428 | PLN UP3 Makassar Selatan | 2180 | Gd Ar Mksar Sltn | ZST1 | PLN Stock Materials | 000000004191928 | UNIV ACC;WESTPEX 25MM | ZM0419 | M | NORMAL | 0 | 0 | 0 | 0 | 1005 | HAR-Persediaan Umum
7400 | UIW Sulselrabar | 7428 | PLN UP3 Makassar Selatan | 2180 | Gd Ar Mksar Sltn | ZST1 | PLN Stock Materials | 000000004192027 | UNIV ACC;RUBBER TOOLBAG 40.5x28x30.5CM | ZM0419 | BH | NORMAL | 0 | 0 | 0 | 0 | 1007 | HAR-Instalasi dan Mesin
7400 | UIW Sulselrabar | 7428 | PLN UP3 Makassar Selatan | 2180 | Gd Ar Mksar Sltn | ZST1 | PLN Stock Materials | 000000004192460 | UNIV ACC;MULTI-PURPOSE EXPAND FOAM 750ML | ZM0419 | BH | NORMAL | 0 | 0 | 0 | 0 | 1005 | HAR-Persediaan Umum
7400 | UIW Sulselrabar | 7428 | PLN UP3 Makassar Selatan | 2180 | Gd Ar Mksar Sltn | ZST1 | PLN Stock Materials | 000000004192489 | UNIV ACC;BAN LUAR TRUCK;10 R20 16PR | ZM0419 | BH | NORMAL | 0 | 0 | 0 | 0 | 1007 | HAR-Instalasi dan Mesin
7400 | UIW Sulselrabar | 7428 | PLN UP3 Makassar Selatan | 2180 | Gd Ar Mksar Sltn | ZST1 | PLN Stock Materials | 000000005040014 | RADIO ACC;COAXIAL RG58 50OHM | ZM0504 | U | NORMAL | 0 | 0 | 0 | 0 | 1006 | HAR-Tele Informasi Data
7400 | UIW Sulselrabar | 7428 | PLN UP3 Makassar Selatan | 2180 | Gd Ar Mksar Sltn | ZST1 | PLN Stock Materials | 000000005040018 | RADIO ACC;CONNECTOR RG.8 | ZM0504 | U | NORMAL | 0 | 0 | 0 | 0 | 1006 | HAR-Tele Informasi Data
7400 | UIW Sulselrabar | 7428 | PLN UP3 Makassar Selatan | 2180 | Gd Ar Mksar Sltn | ZST1 | PLN Stock Materials | 000000005050001 | FOC;ADSS;16 CORE | ZM0505 | M | NORMAL | 0 | 0 | 0 | 0 | 1006 | HAR-Tele Informasi Data
7400 | UIW Sulselrabar | 7428 | PLN UP3 Makassar Selatan | 2180 | Gd Ar Mksar Sltn | ZST1 | PLN Stock Materials | 000000005080065 | MC ACC;DISPLAY CARD TRANSFORM AGX 3281 | ZM0508 | BH | NORMAL | 0 | 0 | 0 | 0 | 1006 | HAR-Tele Informasi Data
7400 | UIW Sulselrabar | 7428 | PLN UP3 Makassar Selatan | 2180 | Gd Ar Mksar Sltn | ZST1 | PLN Stock Materials | 000000005080090 | HARDWARE;SMARTPHONE;ANDROID;6.5-INCH | ZM0508 | BH | NORMAL | 0 | 0 | 0 | 0 | 1005 | HAR-Persediaan Umum
7400 | UIW Sulselrabar | 7428 | PLN UP3 Makassar Selatan | 2180 | Gd Ar Mksar Sltn | ZST1 | PLN Stock Materials | 000000005100066 | RTU ACC;CONNECTION MODULE CTM | ZM0510 | BH | NORMAL | 0 | 0 | 0 | 0 | 1006 | HAR-Tele Informasi Data
7400 | UIW Sulselrabar | 7428 | PLN UP3 Makassar Selatan | 2180 | Gd Ar Mksar Sltn | ZST1 | PLN Stock Materials | 000000006020045 | HARDWARE;CARD;ROUTER;RTR512.2-2M/EY | ZM0602 | BH | NORMAL | 0 | 0 | 0 | 0 | 1006 | HAR-Tele Informasi Data
7400 | UIW Sulselrabar | 7428 | PLN UP3 Makassar Selatan | 2180 | Gd Ar Mksar Sltn | ZST1 | PLN Stock Materials | 000000007010020 | TOOL M;BINDING WIRE CUTTER | ZM0701 | BH | NORMAL | 0 | 0 | 0 | 0 | 1005 | HAR-Persediaan Umum
7400 | UIW Sulselrabar | 7428 | PLN UP3 Makassar Selatan | 2180 | Gd Ar Mksar Sltn | ZST1 | PLN Stock Materials | 000000007010036 | TOOL M;CHAIN SAW | ZM0701 | U | NORMAL | 0 | 0 | 0 | 0 | 1005 | HAR-Persediaan Umum
7400 | UIW Sulselrabar | 7428 | PLN UP3 Makassar Selatan | 2180 | Gd Ar Mksar Sltn | ZST1 | PLN Stock Materials | 000000007010049 | TOOL M;COND CLEANING BRUSH | ZM0701 | BH | NORMAL | 0 | 0 | 0 | 0 | 1005 | HAR-Persediaan Umum
7400 | UIW Sulselrabar | 7428 | PLN UP3 Makassar Selatan | 2180 | Gd Ar Mksar Sltn | ZST1 | PLN Stock Materials | 000000007010053 | TOOL M;CONVERTIBLE STRAP HOIST | ZM0701 | BH | NORMAL | 0 | 0 | 0 | 0 | 1005 | HAR-Persediaan Umum
7400 | UIW Sulselrabar | 7428 | PLN UP3 Makassar Selatan | 2180 | Gd Ar Mksar Sltn | ZST1 | PLN Stock Materials | 000000007010058 | TOOL M;CROSS ARM COVER | ZM0701 | BH | NORMAL | 0 | 0 | 0 | 0 | 1005 | HAR-Persediaan Umum
7400 | UIW Sulselrabar | 7428 | PLN UP3 Makassar Selatan | 2180 | Gd Ar Mksar Sltn | ZST1 | PLN Stock Materials | 000000007010061 | TOOL M;CUT OUT COVERS | ZM0701 | BH | NORMAL | 0 | 0 | 0 | 0 | 1005 | HAR-Persediaan Umum
7400 | UIW Sulselrabar | 7428 | PLN UP3 Makassar Selatan | 2180 | Gd Ar Mksar Sltn | ZST1 | PLN Stock Materials | 000000007010121 | TOOL M;HOT STICK TESTER | ZM0701 | U | NORMAL | 0 | 0 | 0 | 0 | 1005 | HAR-Persediaan Umum
7400 | UIW Sulselrabar | 7428 | PLN UP3 Makassar Selatan | 2180 | Gd Ar Mksar Sltn | ZST1 | PLN Stock Materials | 000000007010127 | TOOL M;HYDRAULIC PRESS CONN 16-300mm | ZM0701 | BH | NORMAL | 0 | 0 | 0 | 0 | 1005 | HAR-Persediaan Umum
7400 | UIW Sulselrabar | 7428 | PLN UP3 Makassar Selatan | 2180 | Gd Ar Mksar Sltn | ZST1 | PLN Stock Materials | 000000007010193 | TOOL M;RATCHET WRENCH | ZM0701 | BH | NORMAL | 0 | 0 | 0 | 0 | 1005 | HAR-Persediaan Umum
7400 | UIW Sulselrabar | 7428 | PLN UP3 Makassar Selatan | 2180 | Gd Ar Mksar Sltn | ZST1 | PLN Stock Materials | 000000007010203 | TOOL M;RUBBER GLOVE AUXILIARY ARM | ZM0701 | BH | NORMAL | 0 | 0 | 0 | 0 | 1005 | HAR-Persediaan Umum
7400 | UIW Sulselrabar | 7428 | PLN UP3 Makassar Selatan | 2180 | Gd Ar Mksar Sltn | ZST1 | PLN Stock Materials | 000000007010213 | TOOL M;SNATCH BLOCK | ZM0701 | BH | NORMAL | 0 | 0 | 0 | 0 | 1005 | HAR-Persediaan Umum
7400 | UIW Sulselrabar | 7428 | PLN UP3 Makassar Selatan | 2180 | Gd Ar Mksar Sltn | ZST1 | PLN Stock Materials | 000000007010230 | TOOL M;STICK VOLTAGE DETECT 20kV | ZM0701 | U | NORMAL | 0 | 0 | 0 | 0 | 1005 | HAR-Persediaan Umum
7400 | UIW Sulselrabar | 7428 | PLN UP3 Makassar Selatan | 2180 | Gd Ar Mksar Sltn | ZST1 | PLN Stock Materials | 000000007010254 | TOOL M;TEMPORARY CUTOUT | ZM0701 | BH | NORMAL | 0 | 0 | 0 | 0 | 1005 | HAR-Persediaan Umum
7400 | UIW Sulselrabar | 7428 | PLN UP3 Makassar Selatan | 2180 | Gd Ar Mksar Sltn | ZST1 | PLN Stock Materials | 000000007010259 | TOOL M;TIE WIRE CLAW | ZM0701 | BH | NORMAL | 0 | 0 | 0 | 0 | 1005 | HAR-Persediaan Umum
7400 | UIW Sulselrabar | 7428 | PLN UP3 Makassar Selatan | 2180 | Gd Ar Mksar Sltn | ZST1 | PLN Stock Materials | 000000007010338 | TOOL M;WEBBING SLING 1 IN x 3 FT | ZM0701 | BH | NORMAL | 0 | 0 | 0 | 0 | 1005 | HAR-Persediaan Umum
7400 | UIW Sulselrabar | 7428 | PLN UP3 Makassar Selatan | 2180 | Gd Ar Mksar Sltn | ZST1 | PLN Stock Materials | 000000007010376 | TOOL M;FULL BODY HARNESSES | ZM0701 | BH | NORMAL | 0 | 0 | 0 | 0 | 1005 | HAR-Persediaan Umum
7400 | UIW Sulselrabar | 7428 | PLN UP3 Makassar Selatan | 2180 | Gd Ar Mksar Sltn | ZST1 | PLN Stock Materials | 000000007010425 | TOOL M;HOOK POLE 3.2m PDKB | ZM0701 | BH | NORMAL | 0 | 0 | 0 | 0 | 1005 | HAR-Persediaan Umum
7400 | UIW Sulselrabar | 7428 | PLN UP3 Makassar Selatan | 2180 | Gd Ar Mksar Sltn | ZST1 | PLN Stock Materials | 000000007010437 | TOOL M;PIN INSULATOR COVER PDKB | ZM0701 | BH | NORMAL | 0 | 0 | 0 | 0 | 1005 | HAR-Persediaan Umum
7400 | UIW Sulselrabar | 7428 | PLN UP3 Makassar Selatan | 2180 | Gd Ar Mksar Sltn | ZST1 | PLN Stock Materials | 000000007010445 | TOOL M;ROTARY BLADE | ZM0701 | BH | NORMAL | 0 | 0 | 0 | 0 | 1005 | HAR-Persediaan Umum
7400 | UIW Sulselrabar | 7428 | PLN UP3 Makassar Selatan | 2180 | Gd Ar Mksar Sltn | ZST1 | PLN Stock Materials | 000000007010447 | TOOL M;SACHEL STICK 10.5 M PDKB | ZM0701 | BH | NORMAL | 0 | 0 | 0 | 0 | 1005 | HAR-Persediaan Umum
7400 | UIW Sulselrabar | 7428 | PLN UP3 Makassar Selatan | 2180 | Gd Ar Mksar Sltn | ZST1 | PLN Stock Materials | 000000007010453 | TOOL M;TANG SEGEL | ZM0701 | BH | NORMAL | 0 | 0 | 0 | 0 | 1005 | HAR-Persediaan Umum
7400 | UIW Sulselrabar | 7428 | PLN UP3 Makassar Selatan | 2180 | Gd Ar Mksar Sltn | ZST1 | PLN Stock Materials | 000000007010455 | TOOL M;TOOLSET PDKB | ZM0701 | SET | NORMAL | 0 | 0 | 0 | 0 | 1005 | HAR-Persediaan Umum
7400 | UIW Sulselrabar | 7428 | PLN UP3 Makassar Selatan | 2180 | Gd Ar Mksar Sltn | ZST1 | PLN Stock Materials | 000000007010460 | TOOL M;BATTERY CRIMPING 12 TON | ZM0701 | BH | NORMAL | 0 | 0 | 0 | 0 | 1005 | HAR-Persediaan Umum
7400 | UIW Sulselrabar | 7428 | PLN UP3 Makassar Selatan | 2180 | Gd Ar Mksar Sltn | ZST1 | PLN Stock Materials | 000000007010484 | TOOL M;SERVICE ROPE HOOK | ZM0701 | BH | NORMAL | 0 | 0 | 0 | 0 | 1005 | HAR-Persediaan Umum
7400 | UIW Sulselrabar | 7428 | PLN UP3 Makassar Selatan | 2180 | Gd Ar Mksar Sltn | ZST1 | PLN Stock Materials | 000000007010492 | TOOL M;INSULATING HANGER | ZM0701 | BH | NORMAL | 0 | 0 | 0 | 0 | 1005 | HAR-Persediaan Umum
7400 | UIW Sulselrabar | 7428 | PLN UP3 Makassar Selatan | 2180 | Gd Ar Mksar Sltn | ZST1 | PLN Stock Materials | 000000007010521 | TOOL M;CRADDLE SET PDKB | ZM0701 | SET | NORMAL | 0 | 0 | 0 | 0 | 1005 | HAR-Persediaan Umum
7400 | UIW Sulselrabar | 7428 | PLN UP3 Makassar Selatan | 2180 | Gd Ar Mksar Sltn | ZST1 | PLN Stock Materials | 000000007010620 | TOOL M;HOOK POLE 1.95m PDKB | ZM0701 | BH | NORMAL | 0 | 0 | 0 | 0 | 1005 | HAR-Persediaan Umum
7400 | UIW Sulselrabar | 7428 | PLN UP3 Makassar Selatan | 2180 | Gd Ar Mksar Sltn | ZST1 | PLN Stock Materials | 000000007010628 | TOOL M;INSULATING RUBBER BLANKET | ZM0701 | BH | NORMAL | 0 | 0 | 0 | 0 | 1005 | HAR-Persediaan Umum
7400 | UIW Sulselrabar | 7428 | PLN UP3 Makassar Selatan | 2180 | Gd Ar Mksar Sltn | ZST1 | PLN Stock Materials | 000000007010665 | TOOL M;HEXAGONAL CRIMPING DIES | ZM0701 | BH | NORMAL | 0 | 0 | 0 | 0 | 1005 | HAR-Persediaan Umum
7400 | UIW Sulselrabar | 7428 | PLN UP3 Makassar Selatan | 2180 | Gd Ar Mksar Sltn | ZST1 | PLN Stock Materials | 000000007010671 | TOOL M;SENTER | ZM0701 | BH | NORMAL | 0 | 0 | 0 | 0 | 1005 | HAR-Persediaan Umum
7400 | UIW Sulselrabar | 7428 | PLN UP3 Makassar Selatan | 2180 | Gd Ar Mksar Sltn | ZST1 | PLN Stock Materials | 000000007010676 | TOOL M;TOOL BOX | ZM0701 | SET | NORMAL | 0 | 0 | 0 | 0 | 1007 | HAR-Instalasi dan Mesin
7400 | UIW Sulselrabar | 7428 | PLN UP3 Makassar Selatan | 2180 | Gd Ar Mksar Sltn | ZST1 | PLN Stock Materials | 000000007010680 | TOOL M;WEBBING SLING 5M 5T | ZM0701 | SET | NORMAL | 0 | 0 | 0 | 0 | 1005 | HAR-Persediaan Umum
7400 | UIW Sulselrabar | 7428 | PLN UP3 Makassar Selatan | 2180 | Gd Ar Mksar Sltn | ZST1 | PLN Stock Materials | 000000007010693 | TOOL M;CLIMBING ROPE | ZM0701 | BH | NORMAL | 0 | 0 | 0 | 0 | 1005 | HAR-Persediaan Umum
7400 | UIW Sulselrabar | 7428 | PLN UP3 Makassar Selatan | 2180 | Gd Ar Mksar Sltn | ZST1 | PLN Stock Materials | 000000007010701 | TOOL M;UNDERGROUND CABLE FAULT DETECTOR | ZM0701 | SET | NORMAL | 0 | 0 | 0 | 0 | 1005 | HAR-Persediaan Umum
7400 | UIW Sulselrabar | 7428 | PLN UP3 Makassar Selatan | 2180 | Gd Ar Mksar Sltn | ZST1 | PLN Stock Materials | 000000007010709 | TOOL M;SECTION TREE TAMMER POLE SAW | ZM0701 | BH | HAPUS | 0 | 0 | 0 | 0 | 1021 | HAR-Material Utk Dihapus
7400 | UIW Sulselrabar | 7428 | PLN UP3 Makassar Selatan | 2180 | Gd Ar Mksar Sltn | ZST1 | PLN Stock Materials | 000000007010727 | TOOL M;TREK DOS 5/8" PLASTIC | ZM0701 | BH | HAPUS | 0 | 0 | 0 | 0 | 1021 | HAR-Material Utk Dihapus
7400 | UIW Sulselrabar | 7428 | PLN UP3 Makassar Selatan | 2180 | Gd Ar Mksar Sltn | ZST1 | PLN Stock Materials | 000000007010732 | TOOL M;CHAINSAW STICK | ZM0701 | U | NORMAL | 0 | 0 | 0 | 0 | 1005 | HAR-Persediaan Umum
7400 | UIW Sulselrabar | 7428 | PLN UP3 Makassar Selatan | 2180 | Gd Ar Mksar Sltn | ZST1 | PLN Stock Materials | 000000007010742 | TOOL M;LANYARD | ZM0701 | SET | NORMAL | 0 | 0 | 0 | 0 | 1005 | HAR-Persediaan Umum
7400 | UIW Sulselrabar | 7428 | PLN UP3 Makassar Selatan | 2180 | Gd Ar Mksar Sltn | ZST1 | PLN Stock Materials | 000000007010809 | TOOL M;UNIV POLE W 2 PLINES POLE HANGER | ZM0701 | BH | NORMAL | 0 | 0 | 0 | 0 | 1005 | HAR-Persediaan Umum
7400 | UIW Sulselrabar | 7428 | PLN UP3 Makassar Selatan | 2180 | Gd Ar Mksar Sltn | ZST1 | PLN Stock Materials | 000000007010821 | TOOL M;POWER PULLER 2 TON | ZM0701 | BH | NORMAL | 0 | 0 | 0 | 0 | 1005 | HAR-Persediaan Umum
7400 | UIW Sulselrabar | 7428 | PLN UP3 Makassar Selatan | 2180 | Gd Ar Mksar Sltn | ZST1 | PLN Stock Materials | 000000007010969 | TOOL M;MESIN LAS LISTRIK | ZM0701 | BH | NORMAL | 0 | 0 | 0 | 0 | 1007 | HAR-Instalasi dan Mesin
7400 | UIW Sulselrabar | 7428 | PLN UP3 Makassar Selatan | 2180 | Gd Ar Mksar Sltn | ZST1 | PLN Stock Materials | 000000007010971 | TOOL M;MATA PRESS | ZM0701 | BH | NORMAL | 0 | 0 | 0 | 0 | 1005 | HAR-Persediaan Umum
7400 | UIW Sulselrabar | 7428 | PLN UP3 Makassar Selatan | 2180 | Gd Ar Mksar Sltn | ZST1 | PLN Stock Materials | 000000007010981 | TOOL M;GENSET MOBILE | ZM0701 | BH | NORMAL | 0 | 0 | 0 | 0 | 1005 | HAR-Persediaan Umum
7400 | UIW Sulselrabar | 7428 | PLN UP3 Makassar Selatan | 2180 | Gd Ar Mksar Sltn | ZST1 | PLN Stock Materials | 000000007011007 | TOOL M;SPIRAL LINK STICK 10FT | ZM0701 | BH | NORMAL | 0 | 0 | 0 | 0 | 1005 | HAR-Persediaan Umum
7400 | UIW Sulselrabar | 7428 | PLN UP3 Makassar Selatan | 2180 | Gd Ar Mksar Sltn | ZST1 | PLN Stock Materials | 000000007011011 | TOOL M;CUBICLE MOBILE | ZM0701 | SET | NORMAL | 0 | 0 | 0 | 0 | 1005 | HAR-Persediaan Umum
7400 | UIW Sulselrabar | 7428 | PLN UP3 Makassar Selatan | 2180 | Gd Ar Mksar Sltn | ZST1 | PLN Stock Materials | 000000007011080 | TOOL M;INSULATING VARNISH RED SPRAY | ZM0701 | CAN | NORMAL | 0 | 0 | 0 | 0 | 1005 | HAR-Persediaan Umum
7400 | UIW Sulselrabar | 7428 | PLN UP3 Makassar Selatan | 2180 | Gd Ar Mksar Sltn | ZST1 | PLN Stock Materials | 000000007011097 | TOOL M;SOLID BLANKETS 40kV AC | ZM0701 | SET | NORMAL | 0 | 0 | 0 | 0 | 1005 | HAR-Persediaan Umum
7400 | UIW Sulselrabar | 7428 | PLN UP3 Makassar Selatan | 2180 | Gd Ar Mksar Sltn | ZST1 | PLN Stock Materials | 000000007011098 | TOOL M;SLOTTED BLANKETS 40kV AC | ZM0701 | SET | NORMAL | 0 | 0 | 0 | 0 | 1005 | HAR-Persediaan Umum
7400 | UIW Sulselrabar | 7428 | PLN UP3 Makassar Selatan | 2180 | Gd Ar Mksar Sltn | ZST1 | PLN Stock Materials | 000000007011107 | TOOL M;SOCKET WRANCE SET 147 PCS | ZM0701 | SET | NORMAL | 0 | 0 | 0 | 0 | 1005 | HAR-Persediaan Umum
7400 | UIW Sulselrabar | 7428 | PLN UP3 Makassar Selatan | 2180 | Gd Ar Mksar Sltn | ZST1 | PLN Stock Materials | 000000007011158 | TOOL M;FORKLIFT CAPACITY 3 TON | ZM0701 | U | NORMAL | 0 | 0 | 0 | 0 | 1005 | HAR-Persediaan Umum
7400 | UIW Sulselrabar | 7428 | PLN UP3 Makassar Selatan | 2180 | Gd Ar Mksar Sltn | ZST1 | PLN Stock Materials | 000000007011176 | TOOL M;TERPAULIN | ZM0701 | BH | NORMAL | 0 | 0 | 0 | 0 | 1005 | HAR-Persediaan Umum
7400 | UIW Sulselrabar | 7428 | PLN UP3 Makassar Selatan | 2180 | Gd Ar Mksar Sltn | ZST1 | PLN Stock Materials | 000000007011182 | TOOL M;CONTAINER PENYIMPANAN | ZM0701 | BH | NORMAL | 0 | 0 | 0 | 0 | 1005 | HAR-Persediaan Umum
7400 | UIW Sulselrabar | 7428 | PLN UP3 Makassar Selatan | 2180 | Gd Ar Mksar Sltn | ZST1 | PLN Stock Materials | 000000007011277 | TOOL M;PARANG | ZM0701 | BH | NORMAL | 0 | 0 | 0 | 0 | 1005 | HAR-Persediaan Umum
7400 | UIW Sulselrabar | 7428 | PLN UP3 Makassar Selatan | 2180 | Gd Ar Mksar Sltn | ZST1 | PLN Stock Materials | 000000007011279 | TOOL M;KUNCI INGGRIS | ZM0701 | BH | NORMAL | 0 | 0 | 0 | 0 | 1005 | HAR-Persediaan Umum
7400 | UIW Sulselrabar | 7428 | PLN UP3 Makassar Selatan | 2180 | Gd Ar Mksar Sltn | ZST1 | PLN Stock Materials | 000000007011285 | TOOL M;HEAD LAMP LED | ZM0701 | BH | NORMAL | 0 | 0 | 0 | 0 | 1005 | HAR-Persediaan Umum
7400 | UIW Sulselrabar | 7428 | PLN UP3 Makassar Selatan | 2180 | Gd Ar Mksar Sltn | ZST1 | PLN Stock Materials | 000000007011349 | TOOL M;PROTECTIVE CLOVES | ZM0701 | SET | NORMAL | 0 | 0 | 0 | 0 | 1005 | HAR-Persediaan Umum
7400 | UIW Sulselrabar | 7428 | PLN UP3 Makassar Selatan | 2180 | Gd Ar Mksar Sltn | ZST1 | PLN Stock Materials | 000000007011351 | TOOL M;RUBBER INSULATING GLOVES CLASS3 | ZM0701 | SET | NORMAL | 0 | 0 | 0 | 0 | 1005 | HAR-Persediaan Umum
7400 | UIW Sulselrabar | 7428 | PLN UP3 Makassar Selatan | 2180 | Gd Ar Mksar Sltn | ZST1 | PLN Stock Materials | 000000007011476 | TOOL M;HOOK POLE 2M PDKB | ZM0701 | BH | NORMAL | 0 | 0 | 0 | 0 | 1005 | HAR-Persediaan Umum
7400 | UIW Sulselrabar | 7428 | PLN UP3 Makassar Selatan | 2180 | Gd Ar Mksar Sltn | ZST1 | PLN Stock Materials | 000000007011492 | TOOL M;POLE COVERS 12" | ZM0701 | BH | NORMAL | 0 | 0 | 0 | 0 | 1005 | HAR-Persediaan Umum
7400 | UIW Sulselrabar | 7428 | PLN UP3 Makassar Selatan | 2180 | Gd Ar Mksar Sltn | ZST1 | PLN Stock Materials | 000000007011493 | TOOL M;POLE COVERS 9" | ZM0701 | BH | NORMAL | 0 | 0 | 0 | 0 | 1005 | HAR-Persediaan Umum
7400 | UIW Sulselrabar | 7428 | PLN UP3 Makassar Selatan | 2180 | Gd Ar Mksar Sltn | ZST1 | PLN Stock Materials | 000000007011578 | TOOL M;TELESCOPIC STICK 20KV 12M | ZM0701 | BH | NORMAL | 0 | 0 | 0 | 0 | 1005 | HAR-Persediaan Umum
7400 | UIW Sulselrabar | 7428 | PLN UP3 Makassar Selatan | 2180 | Gd Ar Mksar Sltn | ZST1 | PLN Stock Materials | 000000007011665 | TOOL M;HIGH VOLTAGE CABLE STRIPPER | ZM0701 | BH | NORMAL | 0 | 0 | 0 | 0 | 1005 | HAR-Persediaan Umum
7400 | UIW Sulselrabar | 7428 | PLN UP3 Makassar Selatan | 2180 | Gd Ar Mksar Sltn | ZST1 | PLN Stock Materials | 000000007011699 | TOOL M;NYLON ROPE R920N | ZM0701 | ROL | NORMAL | 0 | 0 | 0 | 0 | 1005 | HAR-Persediaan Umum
7400 | UIW Sulselrabar | 7428 | PLN UP3 Makassar Selatan | 2180 | Gd Ar Mksar Sltn | ZST1 | PLN Stock Materials | 000000007011704 | TOOL M;POLYETHYLENE INSULAT TUBE L 180cm | ZM0701 | BH | NORMAL | 0 | 0 | 0 | 0 | 1005 | HAR-Persediaan Umum
7400 | UIW Sulselrabar | 7428 | PLN UP3 Makassar Selatan | 2180 | Gd Ar Mksar Sltn | ZST1 | PLN Stock Materials | 000000007011725 | TOOL M;WEBBING SLING 1IN X 5FT | ZM0701 | BH | NORMAL | 0 | 0 | 0 | 0 | 1005 | HAR-Persediaan Umum
7400 | UIW Sulselrabar | 7428 | PLN UP3 Makassar Selatan | 2180 | Gd Ar Mksar Sltn | ZST1 | PLN Stock Materials | 000000007011726 | TOOL M;TEMPORARY DEAD END | ZM0701 | BH | NORMAL | 0 | 0 | 0 | 0 | 1005 | HAR-Persediaan Umum
7400 | UIW Sulselrabar | 7428 | PLN UP3 Makassar Selatan | 2180 | Gd Ar Mksar Sltn | ZST1 | PLN Stock Materials | 000000007011727 | TOOL M;FORK WIRE HOLDER INS | ZM0701 | BH | NORMAL | 0 | 0 | 0 | 0 | 1005 | HAR-Persediaan Umum
7400 | UIW Sulselrabar | 7428 | PLN UP3 Makassar Selatan | 2180 | Gd Ar Mksar Sltn | ZST1 | PLN Stock Materials | 000000007011728 | TOOL M;T CLAMP INSULATOR | ZM0701 | BH | NORMAL | 0 | 0 | 0 | 0 | 1005 | HAR-Persediaan Umum
7400 | UIW Sulselrabar | 7428 | PLN UP3 Makassar Selatan | 2180 | Gd Ar Mksar Sltn | ZST1 | PLN Stock Materials | 000000007011729 | TOOL M;TRAINER | ZM0701 | BH | NORMAL | 0 | 0 | 0 | 0 | 1005 | HAR-Persediaan Umum
7400 | UIW Sulselrabar | 7428 | PLN UP3 Makassar Selatan | 2180 | Gd Ar Mksar Sltn | ZST1 | PLN Stock Materials | 000000007011730 | TOOL M;PLASTIC PEG | ZM0701 | BH | NORMAL | 0 | 0 | 0 | 0 | 1005 | HAR-Persediaan Umum
7400 | UIW Sulselrabar | 7428 | PLN UP3 Makassar Selatan | 2180 | Gd Ar Mksar Sltn | ZST1 | PLN Stock Materials | 000000007011772 | TOOL M;BATTERY CRIMPING DIES 40-50-300MM | ZM0701 | BH | NORMAL | 0 | 0 | 0 | 0 | 1005 | HAR-Persediaan Umum
7400 | UIW Sulselrabar | 7428 | PLN UP3 Makassar Selatan | 2180 | Gd Ar Mksar Sltn | ZST1 | PLN Stock Materials | 000000007020019 | TOOL E;DIGIPHONE T-16 DUAL RECEIVER | ZM0702 | SET | NORMAL | 0 | 0 | 0 | 0 | 1005 | HAR-Persediaan Umum
7400 | UIW Sulselrabar | 7428 | PLN UP3 Makassar Selatan | 2180 | Gd Ar Mksar Sltn | ZST1 | PLN Stock Materials | 000000007020034 | TOOL E;HIGH VOLTAGE DC TEST | ZM0702 | SET | NORMAL | 0 | 0 | 0 | 0 | 1005 | HAR-Persediaan Umum
7400 | UIW Sulselrabar | 7428 | PLN UP3 Makassar Selatan | 2180 | Gd Ar Mksar Sltn | ZST1 | PLN Stock Materials | 000000007020035 | TOOL E;HIGH VOLTAGE DETECTOR 20kV | ZM0702 | SET | NORMAL | 0 | 0 | 0 | 0 | 1005 | HAR-Persediaan Umum
7400 | UIW Sulselrabar | 7428 | PLN UP3 Makassar Selatan | 2180 | Gd Ar Mksar Sltn | ZST1 | PLN Stock Materials | 000000007020060 | TOOL E;MULTI METER DIGITAL | ZM0702 | U | NORMAL | 0 | 0 | 0 | 0 | 1005 | HAR-Persediaan Umum
7400 | UIW Sulselrabar | 7428 | PLN UP3 Makassar Selatan | 2180 | Gd Ar Mksar Sltn | ZST1 | PLN Stock Materials | 000000007020062 | TOOL E;MULTI METER ANALOG | ZM0702 | BH | HAPUS | 0 | 0 | 0 | 0 | 1021 | HAR-Material Utk Dihapus
7400 | UIW Sulselrabar | 7428 | PLN UP3 Makassar Selatan | 2180 | Gd Ar Mksar Sltn | ZST1 | PLN Stock Materials | 000000007020073 | TOOL E;PORTABLE POWER QUALITY ANALYZER | ZM0702 | SET | NORMAL | 0 | 0 | 0 | 0 | 1005 | HAR-Persediaan Umum
7400 | UIW Sulselrabar | 7428 | PLN UP3 Makassar Selatan | 2180 | Gd Ar Mksar Sltn | ZST1 | PLN Stock Materials | 000000007020076 | TOOL E;PORTABLE VISE (RAGUM) | ZM0702 | SET | NORMAL | 0 | 0 | 0 | 0 | 1005 | HAR-Persediaan Umum
7400 | UIW Sulselrabar | 7428 | PLN UP3 Makassar Selatan | 2180 | Gd Ar Mksar Sltn | ZST1 | PLN Stock Materials | 000000007020135 | TOOL E;CLAMP ON EARTHING RESIST TESTER | ZM0702 | SET | NORMAL | 0 | 0 | 0 | 0 | 1005 | HAR-Persediaan Umum
7400 | UIW Sulselrabar | 7428 | PLN UP3 Makassar Selatan | 2180 | Gd Ar Mksar Sltn | ZST1 | PLN Stock Materials | 000000007020141 | TOOL E;CAMERA CORONA | ZM0702 | BH | NORMAL | 0 | 0 | 0 | 0 | 1005 | HAR-Persediaan Umum
7400 | UIW Sulselrabar | 7428 | PLN UP3 Makassar Selatan | 2180 | Gd Ar Mksar Sltn | ZST1 | PLN Stock Materials | 000000007020155 | TOOL E;CONDUCTOR COVER PDKB | ZM0702 | SET | NORMAL | 0 | 0 | 0 | 0 | 1005 | HAR-Persediaan Umum
7400 | UIW Sulselrabar | 7428 | PLN UP3 Makassar Selatan | 2180 | Gd Ar Mksar Sltn | ZST1 | PLN Stock Materials | 000000007020158 | TOOL E;OHM STICK+LIVE LINE MICRO OHM MTR | ZM0702 | BH | NORMAL | 0 | 0 | 0 | 0 | 1005 | HAR-Persediaan Umum
7400 | UIW Sulselrabar | 7428 | PLN UP3 Makassar Selatan | 2180 | Gd Ar Mksar Sltn | ZST1 | PLN Stock Materials | 000000007020174 | TOOL E;AMPERE STICK 20 KV | ZM0702 | BH | NORMAL | 0 | 0 | 0 | 0 | 1005 | HAR-Persediaan Umum
7400 | UIW Sulselrabar | 7428 | PLN UP3 Makassar Selatan | 2180 | Gd Ar Mksar Sltn | ZST1 | PLN Stock Materials | 000000007020189 | TOOL E;DEAD END COVER PDKB | ZM0702 | BH | NORMAL | 0 | 0 | 0 | 0 | 1005 | HAR-Persediaan Umum
7400 | UIW Sulselrabar | 7428 | PLN UP3 Makassar Selatan | 2180 | Gd Ar Mksar Sltn | ZST1 | PLN Stock Materials | 000000007020225 | TOOL E;PORTABLE PT/CT & QUALITY ENERGI | ZM0702 | SET | NORMAL | 0 | 0 | 0 | 0 | 1005 | HAR-Persediaan Umum
7400 | UIW Sulselrabar | 7428 | PLN UP3 Makassar Selatan | 2180 | Gd Ar Mksar Sltn | ZST1 | PLN Stock Materials | 000000007020245 | TOOL E;VOLTAGE DETECTOR 20 KV | ZM0702 | BH | NORMAL | 0 | 0 | 0 | 0 | 1005 | HAR-Persediaan Umum
7400 | UIW Sulselrabar | 7428 | PLN UP3 Makassar Selatan | 2180 | Gd Ar Mksar Sltn | ZST1 | PLN Stock Materials | 000000007020277 | TOOL E;PHASE DETECTOR RST | ZM0702 | SET | NORMAL | 0 | 0 | 0 | 0 | 1005 | HAR-Persediaan Umum
7400 | UIW Sulselrabar | 7428 | PLN UP3 Makassar Selatan | 2180 | Gd Ar Mksar Sltn | ZST1 | PLN Stock Materials | 000000007020296 | TOOL E;PARTIAL DISCHARGE 20kV | ZM0702 | SET | NORMAL | 0 | 0 | 0 | 0 | 1005 | HAR-Persediaan Umum
7400 | UIW Sulselrabar | 7428 | PLN UP3 Makassar Selatan | 2180 | Gd Ar Mksar Sltn | ZST1 | PLN Stock Materials | 000000007020298 | TOOL E;PHASA TESTER INDICATOR | ZM0702 | U | HAPUS | 0 | 0 | 0 | 0 | 1021 | HAR-Material Utk Dihapus
7400 | UIW Sulselrabar | 7428 | PLN UP3 Makassar Selatan | 2180 | Gd Ar Mksar Sltn | ZST1 | PLN Stock Materials | 000000007020304 | TOOL E;TANG AMPER DIGITAL 600A | ZM0702 | BH | NORMAL | 0 | 0 | 0 | 0 | 1005 | HAR-Persediaan Umum
7400 | UIW Sulselrabar | 7428 | PLN UP3 Makassar Selatan | 2180 | Gd Ar Mksar Sltn | ZST1 | PLN Stock Materials | 000000007020309 | TOOL E;VOLT METER 20kV | ZM0702 | BH | HAPUS | 0 | 0 | 0 | 0 | 1021 | HAR-Material Utk Dihapus
7400 | UIW Sulselrabar | 7428 | PLN UP3 Makassar Selatan | 2180 | Gd Ar Mksar Sltn | ZST1 | PLN Stock Materials | 000000007020314 | TOOL E;ULTRASONIC INSPECTION SYSTEM | ZM0702 | U | NORMAL | 0 | 0 | 0 | 0 | 1005 | HAR-Persediaan Umum
7400 | UIW Sulselrabar | 7428 | PLN UP3 Makassar Selatan | 2180 | Gd Ar Mksar Sltn | ZST1 | PLN Stock Materials | 000000007020315 | TOOL E;CT ANALYZER | ZM0702 | U | NORMAL | 0 | 0 | 0 | 0 | 1005 | HAR-Persediaan Umum
7400 | UIW Sulselrabar | 7428 | PLN UP3 Makassar Selatan | 2180 | Gd Ar Mksar Sltn | ZST1 | PLN Stock Materials | 000000007020322 | TOOL E;THERMOVISION WITH LONG DISTANCE L | ZM0702 | BH | NORMAL | 0 | 0 | 0 | 0 | 1005 | HAR-Persediaan Umum
7400 | UIW Sulselrabar | 7428 | PLN UP3 Makassar Selatan | 2180 | Gd Ar Mksar Sltn | ZST1 | PLN Stock Materials | 000000007020326 | TOOL E;VOLTSTICK RADIO | ZM0702 | SET | NORMAL | 0 | 0 | 0 | 0 | 1005 | HAR-Persediaan Umum
7400 | UIW Sulselrabar | 7428 | PLN UP3 Makassar Selatan | 2180 | Gd Ar Mksar Sltn | ZST1 | PLN Stock Materials | 000000007020338 | TOOL E;AMPERE METER 0-200A | ZM0702 | BH | NORMAL | 0 | 0 | 0 | 0 | 1005 | HAR-Persediaan Umum
7400 | UIW Sulselrabar | 7428 | PLN UP3 Makassar Selatan | 2180 | Gd Ar Mksar Sltn | ZST1 | PLN Stock Materials | 000000007020341 | TOOL E;ARRESTER DEFAULT DETECTOR | ZM0702 | BH | NORMAL | 0 | 0 | 0 | 0 | 1005 | HAR-Persediaan Umum
7400 | UIW Sulselrabar | 7428 | PLN UP3 Makassar Selatan | 2180 | Gd Ar Mksar Sltn | ZST1 | PLN Stock Materials | 000000007020347 | TOOL E;NO VOLTAGE DETECTOR 20kV LINE | ZM0702 | BH | NORMAL | 0 | 0 | 0 | 0 | 1005 | HAR-Persediaan Umum
7400 | UIW Sulselrabar | 7428 | PLN UP3 Makassar Selatan | 2180 | Gd Ar Mksar Sltn | ZST1 | PLN Stock Materials | 000000007020350 | TOOL E;TEST PEN | ZM0702 | BH | NORMAL | 0 | 0 | 0 | 0 | 1005 | HAR-Persediaan Umum
7400 | UIW Sulselrabar | 7428 | PLN UP3 Makassar Selatan | 2180 | Gd Ar Mksar Sltn | ZST1 | PLN Stock Materials | 000000007020351 | TOOL E;TESTER INJECTOR | ZM0702 | SET | NORMAL | 0 | 0 | 0 | 0 | 1005 | HAR-Persediaan Umum
7400 | UIW Sulselrabar | 7428 | PLN UP3 Makassar Selatan | 2180 | Gd Ar Mksar Sltn | ZST1 | PLN Stock Materials | 000000007020359 | TOOL E;AMPERE METER 100A | ZM0702 | BH | NORMAL | 0 | 0 | 0 | 0 | 1005 | HAR-Persediaan Umum
7400 | UIW Sulselrabar | 7428 | PLN UP3 Makassar Selatan | 2180 | Gd Ar Mksar Sltn | ZST1 | PLN Stock Materials | 000000007020360 | TOOL E;AMPERE METER 20 KV | ZM0702 | SET | HAPUS | 0 | 0 | 0 | 0 | 1021 | HAR-Material Utk Dihapus
7400 | UIW Sulselrabar | 7428 | PLN UP3 Makassar Selatan | 2180 | Gd Ar Mksar Sltn | ZST1 | PLN Stock Materials | 000000007020372 | TOOL E;MEGGER DIGITAL 10KV | ZM0702 | SET | NORMAL | 0 | 0 | 0 | 0 | 1005 | HAR-Persediaan Umum
7400 | UIW Sulselrabar | 7428 | PLN UP3 Makassar Selatan | 2180 | Gd Ar Mksar Sltn | ZST1 | PLN Stock Materials | 000000007020375 | TOOL E;PWR FACTOR SLIP ON 20 LKP HC | ZM0702 | SET | HAPUS | 0 | 0 | 0 | 0 | 1021 | HAR-Material Utk Dihapus
7400 | UIW Sulselrabar | 7428 | PLN UP3 Makassar Selatan | 2180 | Gd Ar Mksar Sltn | ZST1 | PLN Stock Materials | 000000007020377 | TOOL E;THERMO GUN | ZM0702 | SET | NORMAL | 0 | 0 | 0 | 0 | 1005 | HAR-Persediaan Umum
7400 | UIW Sulselrabar | 7428 | PLN UP3 Makassar Selatan | 2180 | Gd Ar Mksar Sltn | ZST1 | PLN Stock Materials | 000000007020404 | TOOL E;ZINC OXIDE LA TESTER | ZM0702 | BH | NORMAL | 0 | 0 | 0 | 0 | 1005 | HAR-Persediaan Umum
7400 | UIW Sulselrabar | 7428 | PLN UP3 Makassar Selatan | 2180 | Gd Ar Mksar Sltn | ZST1 | PLN Stock Materials | 000000007020410 | TOOL E;TANG AMPER DIGITAL 300A | ZM0702 | BH | NORMAL | 0 | 0 | 0 | 0 | 1005 | HAR-Persediaan Umum
7400 | UIW Sulselrabar | 7428 | PLN UP3 Makassar Selatan | 2180 | Gd Ar Mksar Sltn | ZST1 | PLN Stock Materials | 000000007020416 | TOOL E;PENGUPAS KABEL HIC150MM PDKB | ZM0702 | BH | NORMAL | 0 | 0 | 0 | 0 | 1005 | HAR-Persediaan Umum
7400 | UIW Sulselrabar | 7428 | PLN UP3 Makassar Selatan | 2180 | Gd Ar Mksar Sltn | ZST1 | PLN Stock Materials | 000000007020422 | TOOL E;POLE STRAP PDKB | ZM0702 | BH | NORMAL | 0 | 0 | 0 | 0 | 1005 | HAR-Persediaan Umum
7400 | UIW Sulselrabar | 7428 | PLN UP3 Makassar Selatan | 2180 | Gd Ar Mksar Sltn | ZST1 | PLN Stock Materials | 000000007020428 | TOOL E;PENGUPAS KABEL HIC240MM PDKB | ZM0702 | BH | NORMAL | 0 | 0 | 0 | 0 | 1005 | HAR-Persediaan Umum
7400 | UIW Sulselrabar | 7428 | PLN UP3 Makassar Selatan | 2180 | Gd Ar Mksar Sltn | ZST1 | PLN Stock Materials | 000000007020534 | TOOL E;RELAY TESTER & MEASUREMENT | ZM0702 | U | NORMAL | 0 | 0 | 0 | 0 | 1005 | HAR-Persediaan Umum
7400 | UIW Sulselrabar | 7428 | PLN UP3 Makassar Selatan | 2180 | Gd Ar Mksar Sltn | ZST1 | PLN Stock Materials | 000000007020538 | TOOL E;PHASE INDICATOR | ZM0702 | U | NORMAL | 0 | 0 | 0 | 0 | 1005 | HAR-Persediaan Umum
7400 | UIW Sulselrabar | 7428 | PLN UP3 Makassar Selatan | 2180 | Gd Ar Mksar Sltn | ZST1 | PLN Stock Materials | 000000007020604 | TOOL E;PORTABLE TERA PRECISION | ZM0702 | SET | NORMAL | 0 | 0 | 0 | 0 | 1005 | HAR-Persediaan Umum
7400 | UIW Sulselrabar | 7428 | PLN UP3 Makassar Selatan | 2180 | Gd Ar Mksar Sltn | ZST1 | PLN Stock Materials | 000000007020691 | TOOL E;TEST EQUIPMENT DC+AC HIPOT | ZM0702 | BH | NORMAL | 0 | 0 | 0 | 0 | 1005 | HAR-Persediaan Umum
7400 | UIW Sulselrabar | 7428 | PLN UP3 Makassar Selatan | 2180 | Gd Ar Mksar Sltn | ZST1 | PLN Stock Materials | 000000007020705 | TOOL E;RADIO BASE STATION GM338 VHF | ZM0702 | U | NORMAL | 0 | 0 | 0 | 0 | 1005 | HAR-Persediaan Umum
7400 | UIW Sulselrabar | 7428 | PLN UP3 Makassar Selatan | 2180 | Gd Ar Mksar Sltn | ZST1 | PLN Stock Materials | 000000007020706 | TOOL E;CHARGER AKI | ZM0702 | BH | NORMAL | 0 | 0 | 0 | 0 | 1005 | HAR-Persediaan Umum
7400 | UIW Sulselrabar | 7428 | PLN UP3 Makassar Selatan | 2180 | Gd Ar Mksar Sltn | ZST1 | PLN Stock Materials | 000000007020711 | TOOL E;STICK GROUNDING 20kV | ZM0702 | SET | NORMAL | 0 | 0 | 0 | 0 | 1005 | HAR-Persediaan Umum
7400 | UIW Sulselrabar | 7428 | PLN UP3 Makassar Selatan | 2180 | Gd Ar Mksar Sltn | ZST1 | PLN Stock Materials | 000000007020722 | TOOL E;EARTH TESTER DIGITAL | ZM0702 | BH | NORMAL | 0 | 0 | 0 | 0 | 1005 | HAR-Persediaan Umum
7400 | UIW Sulselrabar | 7428 | PLN UP3 Makassar Selatan | 2180 | Gd Ar Mksar Sltn | ZST1 | PLN Stock Materials | 000000007020727 | TOOL E;TANG AMPERE 3 PHASA | ZM0702 | BH | NORMAL | 0 | 0 | 0 | 0 | 1005 | HAR-Persediaan Umum
7400 | UIW Sulselrabar | 7428 | PLN UP3 Makassar Selatan | 2180 | Gd Ar Mksar Sltn | ZST1 | PLN Stock Materials | 000000007020732 | TOOL E;TEROPONG CLOSE FOCUS (FT/M):20/6 | ZM0702 | BH | NORMAL | 0 | 0 | 0 | 0 | 1005 | HAR-Persediaan Umum
7400 | UIW Sulselrabar | 7428 | PLN UP3 Makassar Selatan | 2180 | Gd Ar Mksar Sltn | ZST1 | PLN Stock Materials | 000000007020742 | TOOL E;TELESCOPIC HOT STICK 10.5M | ZM0702 | BH | NORMAL | 0 | 0 | 0 | 0 | 1005 | HAR-Persediaan Umum
7400 | UIW Sulselrabar | 7428 | PLN UP3 Makassar Selatan | 2180 | Gd Ar Mksar Sltn | ZST1 | PLN Stock Materials | 000000007020755 | TOOL E;LAPTOP | ZM0702 | BH | NORMAL | 0 | 0 | 0 | 0 | 1007 | HAR-Instalasi dan Mesin
7400 | UIW Sulselrabar | 7428 | PLN UP3 Makassar Selatan | 2180 | Gd Ar Mksar Sltn | ZST1 | PLN Stock Materials | 000000007020780 | TOOL E;TERA 3PH PORTABLE | ZM0702 | SET | NORMAL | 0 | 0 | 0 | 0 | 1005 | HAR-Persediaan Umum
7400 | UIW Sulselrabar | 7428 | PLN UP3 Makassar Selatan | 2180 | Gd Ar Mksar Sltn | ZST1 | PLN Stock Materials | 000000007020794 | TOOL E;QUALSTIK PLUS 8-061 XT PLUS HC | ZM0702 | U | NORMAL | 0 | 0 | 0 | 0 | 1005 | HAR-Persediaan Umum
7400 | UIW Sulselrabar | 7428 | PLN UP3 Makassar Selatan | 2180 | Gd Ar Mksar Sltn | ZST1 | PLN Stock Materials | 000000007020832 | TOOL E;SMART ARRESTER | ZM0702 | SET | NORMAL | 0 | 0 | 0 | 0 | 1005 | HAR-Persediaan Umum
7400 | UIW Sulselrabar | 7428 | PLN UP3 Makassar Selatan | 2180 | Gd Ar Mksar Sltn | ZST1 | PLN Stock Materials | 000000007020900 | TOOL E;DONGLE FUSESAVER | ZM0702 | U | NORMAL | 0 | 0 | 0 | 0 | 1005 | HAR-Persediaan Umum
7400 | UIW Sulselrabar | 7428 | PLN UP3 Makassar Selatan | 2180 | Gd Ar Mksar Sltn | ZST1 | PLN Stock Materials | 000000007020901 | TOOL E;FAULT INDICATOR+RTU | ZM0702 | BH | NORMAL | 0 | 0 | 0 | 0 | 1005 | HAR-Persediaan Umum
7400 | UIW Sulselrabar | 7428 | PLN UP3 Makassar Selatan | 2180 | Gd Ar Mksar Sltn | ZST1 | PLN Stock Materials | 000000007020902 | TOOL E;MOBIL SENTUH LANGSUNG PDKB | ZM0702 | U | NORMAL | 0 | 0 | 0 | 0 | 1005 | HAR-Persediaan Umum
7400 | UIW Sulselrabar | 7428 | PLN UP3 Makassar Selatan | 2180 | Gd Ar Mksar Sltn | ZST1 | PLN Stock Materials | 000000007020903 | TOOL E;LINE HOSE CLASS 3 STYLE B 3 ft | ZM0702 | BH | NORMAL | 0 | 0 | 0 | 0 | 1005 | HAR-Persediaan Umum
7400 | UIW Sulselrabar | 7428 | PLN UP3 Makassar Selatan | 2180 | Gd Ar Mksar Sltn | ZST1 | PLN Stock Materials | 000000007020904 | TOOL E;LINE HOSE CLASS 3 STYLE B 4.5 ft | ZM0702 | BH | NORMAL | 0 | 0 | 0 | 0 | 1005 | HAR-Persediaan Umum
7400 | UIW Sulselrabar | 7428 | PLN UP3 Makassar Selatan | 2180 | Gd Ar Mksar Sltn | ZST1 | PLN Stock Materials | 000000007020907 | TOOL E;RUBBER GLOVES TESTER PDKB | ZM0702 | SET | NORMAL | 0 | 0 | 0 | 0 | 1005 | HAR-Persediaan Umum
7400 | UIW Sulselrabar | 7428 | PLN UP3 Makassar Selatan | 2180 | Gd Ar Mksar Sltn | ZST1 | PLN Stock Materials | 000000007020908 | TOOL E;RUBBER GLOVES CLAMP PDKB | ZM0702 | BH | NORMAL | 0 | 0 | 0 | 0 | 1005 | HAR-Persediaan Umum
7400 | UIW Sulselrabar | 7428 | PLN UP3 Makassar Selatan | 2180 | Gd Ar Mksar Sltn | ZST1 | PLN Stock Materials | 000000007020925 | TOOL E;HANGER BY PASS JUMPER CONNECTOR | ZM0702 | BH | NORMAL | 0 | 0 | 0 | 0 | 1005 | HAR-Persediaan Umum
7400 | UIW Sulselrabar | 7428 | PLN UP3 Makassar Selatan | 2180 | Gd Ar Mksar Sltn | ZST1 | PLN Stock Materials | 000000007040006 | TOOL S;INSULATING BOOTS 20kV | ZM0704 | PSG | NORMAL | 0 | 0 | 0 | 0 | 1005 | HAR-Persediaan Umum
7400 | UIW Sulselrabar | 7428 | PLN UP3 Makassar Selatan | 2180 | Gd Ar Mksar Sltn | ZST1 | PLN Stock Materials | 000000007040009 | TOOL S;SAFETY BELT | ZM0704 | BH | NORMAL | 0 | 0 | 0 | 0 | 1005 | HAR-Persediaan Umum
7400 | UIW Sulselrabar | 7428 | PLN UP3 Makassar Selatan | 2180 | Gd Ar Mksar Sltn | ZST1 | PLN Stock Materials | 000000007040015 | TOOL S;TENSION STRING COVER PDKB | ZM0704 | BH | NORMAL | 0 | 0 | 0 | 0 | 1005 | HAR-Persediaan Umum
7400 | UIW Sulselrabar | 7428 | PLN UP3 Makassar Selatan | 2180 | Gd Ar Mksar Sltn | ZST1 | PLN Stock Materials | 000000007040016 | TOOL S;SAFETY SHOES | ZM0704 | PSG | NORMAL | 0 | 0 | 0 | 0 | 1005 | HAR-Persediaan Umum
7400 | UIW Sulselrabar | 7428 | PLN UP3 Makassar Selatan | 2180 | Gd Ar Mksar Sltn | ZST1 | PLN Stock Materials | 000000007040032 | TOOL M;SEPATU KATAK | ZM0704 | BH | NORMAL | 0 | 0 | 0 | 0 | 1005 | HAR-Persediaan Umum
7400 | UIW Sulselrabar | 7428 | PLN UP3 Makassar Selatan | 2180 | Gd Ar Mksar Sltn | ZST1 | PLN Stock Materials | 000000007040046 | TOOL S;COTTON GLOVES | ZM0704 | PSG | NORMAL | 0 | 0 | 0 | 0 | 1005 | HAR-Persediaan Umum
7400 | UIW Sulselrabar | 7428 | PLN UP3 Makassar Selatan | 2180 | Gd Ar Mksar Sltn | ZST1 | PLN Stock Materials | 000000007040054 | TOOL S;SARUNG TANGAN KAIN | ZM0704 | PSG | NORMAL | 0 | 0 | 0 | 0 | 1005 | HAR-Persediaan Umum
7400 | UIW Sulselrabar | 7428 | PLN UP3 Makassar Selatan | 2180 | Gd Ar Mksar Sltn | ZST1 | PLN Stock Materials | 000000007040060 | TOOL S;BAJU KERJA | ZM0704 | BH | NORMAL | 0 | 0 | 0 | 0 | 1005 | HAR-Persediaan Umum
7400 | UIW Sulselrabar | 7428 | PLN UP3 Makassar Selatan | 2180 | Gd Ar Mksar Sltn | ZST1 | PLN Stock Materials | 000000007040066 | TOOL S;SARUNG TANGAN KULIT | ZM0704 | PSG | NORMAL | 0 | 0 | 0 | 0 | 1005 | HAR-Persediaan Umum
7400 | UIW Sulselrabar | 7428 | PLN UP3 Makassar Selatan | 2180 | Gd Ar Mksar Sltn | ZST1 | PLN Stock Materials | 000000007040072 | TOOL S;KACAMATA ANTI UV (GOGLASS) | ZM0704 | BH | NORMAL | 0 | 0 | 0 | 0 | 1005 | HAR-Persediaan Umum
7400 | UIW Sulselrabar | 7428 | PLN UP3 Makassar Selatan | 2180 | Gd Ar Mksar Sltn | ZST1 | PLN Stock Materials | 000000007040075 | TOOL S;SAFETY HELMET | ZM0704 | BH | NORMAL | 0 | 0 | 0 | 0 | 1005 | HAR-Persediaan Umum
7400 | UIW Sulselrabar | 7428 | PLN UP3 Makassar Selatan | 2180 | Gd Ar Mksar Sltn | ZST1 | PLN Stock Materials | 000000007040094 | TOOL S;BOX P3K | ZM0704 | SET | NORMAL | 0 | 0 | 0 | 0 | 1005 | HAR-Persediaan Umum
7400 | UIW Sulselrabar | 7428 | PLN UP3 Makassar Selatan | 2180 | Gd Ar Mksar Sltn | ZST1 | PLN Stock Materials | 000000007040095 | TOOL S;SAFETY SHOES 20KV | ZM0704 | PSG | NORMAL | 0 | 0 | 0 | 0 | 1005 | HAR-Persediaan Umum
7400 | UIW Sulselrabar | 7428 | PLN UP3 Makassar Selatan | 2180 | Gd Ar Mksar Sltn | ZST1 | PLN Stock Materials | 000000007040128 | TOOL S;SAFETY HELMET FOR PDKB | ZM0704 | BH | NORMAL | 0 | 0 | 0 | 0 | 1005 | HAR-Persediaan Umum
7400 | UIW Sulselrabar | 7428 | PLN UP3 Makassar Selatan | 2180 | Gd Ar Mksar Sltn | ZST1 | PLN Stock Materials | 000000007040140 | TOOL S;LEATHER GLOVE PROTECTOR PDKB | ZM0704 | SET | NORMAL | 0 | 0 | 0 | 0 | 1005 | HAR-Persediaan Umum
7400 | UIW Sulselrabar | 7428 | PLN UP3 Makassar Selatan | 2180 | Gd Ar Mksar Sltn | ZST1 | PLN Stock Materials | 000000007040164 | TOOL S;SAFETY CONE;RUBBER | ZM0704 | BH | NORMAL | 0 | 0 | 0 | 0 | 1005 | HAR-Persediaan Umum
7400 | UIW Sulselrabar | 7428 | PLN UP3 Makassar Selatan | 2180 | Gd Ar Mksar Sltn | ZST1 | PLN Stock Materials | 000000007040165 | TOOL S;SEPATU ISOLASI 20KV | ZM0704 | U | NORMAL | 0 | 0 | 0 | 0 | 1005 | HAR-Persediaan Umum
7400 | UIW Sulselrabar | 7428 | PLN UP3 Makassar Selatan | 2180 | Gd Ar Mksar Sltn | ZST1 | PLN Stock Materials | 000000008050057 | LUBE;N;MEDITRAN S 40 | ZM0805 | L | NORMAL | 689 | 0 | 0 | 0 | 4004 | FUEL-Minyak & Pelumas
7400 | UIW Sulselrabar | 7428 | PLN UP3 Makassar Selatan | 2180 | Gd Ar Mksar Sltn | ZST1 | PLN Stock Materials | 000000008050089 | LUBE;N;SHELL DIALA B | ZM0805 | L | NORMAL | 342 | 0 | 0 | 0 | 4004 | FUEL-Minyak & Pelumas
7400 | UIW Sulselrabar | 7428 | PLN UP3 Makassar Selatan | 2180 | Gd Ar Mksar Sltn | ZST1 | PLN Stock Materials | 000000008050330 | LUBE;N;MEDITRAN SX 15W-40 PLUS CI4 | ZM0805 | L | NORMAL | 800 | 0 | 0 | 0 | 4004 | FUEL-Minyak & Pelumas
7400 | UIW Sulselrabar | 7428 | PLN UP3 Makassar Selatan | 2180 | Gd Ar Mksar Sltn | ZST1 | PLN Stock Materials | 000000009030001 | MATERIAL HAPUS PLN SULSELRABAR | ZM0903 | LOT | HAPUS | 0 | 0 | 0 | 0 | 1021 | HAR-Material Utk Dihapus
7400 | UIW Sulselrabar | 7428 | PLN UP3 Makassar Selatan | 2180 | Gd Ar Mksar Sltn | ZST2 | PLN Generation Stock Mat | 002815000003866 | LB FTR;CUM;6CTA83G;LF9009 | ZK2815 | BH | NORMAL | 35 | 0 | 0 | 0 | 1007 | HAR-Instalasi dan Mesin
7400 | UIW Sulselrabar | 7428 | PLN UP3 Makassar Selatan | 2180 | Gd Ar Mksar Sltn | ZST2 | PLN Generation Stock Mat | 002815000003884 | FL PUMP TRANSFER;CUM;6CTA83G;4988749 | ZK2815 | BH | NORMAL | 0 | 0 | 0 | 0 | 1007 | HAR-Instalasi dan Mesin
7400 | UIW Sulselrabar | 7428 | PLN UP3 Makassar Selatan | 2180 | Gd Ar Mksar Sltn | ZST2 | PLN Generation Stock Mat | 002815000004382 | FL WTR SPRT;CUM;QSK23G3;FS19870 | ZK2815 | BH | NORMAL | 0 | 0 | 0 | 0 | 1007 | HAR-Instalasi dan Mesin
7400 | UIW Sulselrabar | 7428 | PLN UP3 Makassar Selatan | 2180 | Gd Ar Mksar Sltn | ZST2 | PLN Generation Stock Mat | 002815120000036 | CYL HEAD ASS;DTZ;F10L413F;12191007 | ZK2815 | BH | NORMAL | 0 | 0 | 0 | 0 | 1007 | HAR-Instalasi dan Mesin
7400 | UIW Sulselrabar | 7428 | PLN UP3 Makassar Selatan | 2180 | Gd Ar Mksar Sltn | ZST2 | PLN Generation Stock Mat | 002815120000039 | CYL LINER;DTZ;F10L413F;04186535 | ZK2815 | BH | NORMAL | 0 | 0 | 0 | 0 | 1007 | HAR-Instalasi dan Mesin
7400 | UIW Sulselrabar | 7428 | PLN UP3 Makassar Selatan | 2180 | Gd Ar Mksar Sltn | ZST2 | PLN Generation Stock Mat | 002815120000254 | MAIN BEAR;DTZ;F10L413F;04180683 | ZK2815 | PSG | NORMAL | 0 | 0 | 0 | 0 | 1007 | HAR-Instalasi dan Mesin
7400 | UIW Sulselrabar | 7428 | PLN UP3 Makassar Selatan | 2180 | Gd Ar Mksar Sltn | ZST2 | PLN Generation Stock Mat | 002815120000313 | LB OIL PUMP;DTZ;F10L413F;04143643 | ZK2815 | U | NORMAL | 0 | 0 | 0 | 0 | 1007 | HAR-Instalasi dan Mesin
7400 | UIW Sulselrabar | 7428 | PLN UP3 Makassar Selatan | 2180 | Gd Ar Mksar Sltn | ZST2 | PLN Generation Stock Mat | 002815120001338 | CLUTCH COUP;DTZ;F10L413F;2418485 | ZK2815 | BH | NORMAL | 0 | 0 | 0 | 0 | 1007 | HAR-Instalasi dan Mesin
7400 | UIW Sulselrabar | 7428 | PLN UP3 Makassar Selatan | 2180 | Gd Ar Mksar Sltn | ZST2 | PLN Generation Stock Mat | 002815120001389 | COMP SPRG;DTZ;F6L912F;150075 | ZK2815 | BH | NORMAL | 0 | 0 | 0 | 0 | 1007 | HAR-Instalasi dan Mesin
7400 | UIW Sulselrabar | 7428 | PLN UP3 Makassar Selatan | 2180 | Gd Ar Mksar Sltn | ZST2 | PLN Generation Stock Mat | 002815120001418 | CONE VLV;DTZ;F6L912F;1500817 | ZK2815 | BH | NORMAL | 0 | 0 | 0 | 0 | 1007 | HAR-Instalasi dan Mesin
7400 | UIW Sulselrabar | 7428 | PLN UP3 Makassar Selatan | 2180 | Gd Ar Mksar Sltn | ZST2 | PLN Generation Stock Mat | 002815120001509 | CRANKSHFT SEAL;DTZ;F10L413F;2148366 | ZK2815 | BH | NORMAL | 0 | 0 | 0 | 0 | 1007 | HAR-Instalasi dan Mesin
7400 | UIW Sulselrabar | 7428 | PLN UP3 Makassar Selatan | 2180 | Gd Ar Mksar Sltn | ZST2 | PLN Generation Stock Mat | 002815120001541 | CYL HEAD GSKT;DTZ;F10L413F;4140462 | ZK2815 | BH | NORMAL | 0 | 0 | 0 | 0 | 1007 | HAR-Instalasi dan Mesin
7400 | UIW Sulselrabar | 7428 | PLN UP3 Makassar Selatan | 2180 | Gd Ar Mksar Sltn | ZST2 | PLN Generation Stock Mat | 002815120003068 | PIN PSTN;DTZ;F10L413F;2195757 | ZK2815 | BH | NORMAL | 0 | 0 | 0 | 0 | 1007 | HAR-Instalasi dan Mesin
7400 | UIW Sulselrabar | 7428 | PLN UP3 Makassar Selatan | 2180 | Gd Ar Mksar Sltn | ZST2 | PLN Generation Stock Mat | 002815120003141 | PSTN ASS;DTZ;F10L413;4146792 | ZK2815 | SET | NORMAL | 0 | 0 | 0 | 0 | 1007 | HAR-Instalasi dan Mesin
7400 | UIW Sulselrabar | 7428 | PLN UP3 Makassar Selatan | 2180 | Gd Ar Mksar Sltn | ZST2 | PLN Generation Stock Mat | 002815120003192 | PUSH ROD;DTZ;F6L912F;1501118 | ZK2815 | BH | NORMAL | 0 | 0 | 0 | 0 | 1007 | HAR-Instalasi dan Mesin
7400 | UIW Sulselrabar | 7428 | PLN UP3 Makassar Selatan | 2180 | Gd Ar Mksar Sltn | ZST2 | PLN Generation Stock Mat | 002815120003470 | ROTTR VLV;DTZ;F10L413F;2144857 | ZK2815 | BH | NORMAL | 0 | 0 | 0 | 0 | 1007 | HAR-Instalasi dan Mesin
7400 | UIW Sulselrabar | 7428 | PLN UP3 Makassar Selatan | 2180 | Gd Ar Mksar Sltn | ZST2 | PLN Generation Stock Mat | 002815120003918 | SPRG CAP;DTZ;F10L413F;4143508 | ZK2815 | BH | NORMAL | 0 | 0 | 0 | 0 | 1007 | HAR-Instalasi dan Mesin
7400 | UIW Sulselrabar | 7428 | PLN UP3 Makassar Selatan | 2180 | Gd Ar Mksar Sltn | ZST2 | PLN Generation Stock Mat | 002815120003920 | SPRG CAP;DTZ;F6L912F;1500812 | ZK2815 | BH | NORMAL | 0 | 0 | 0 | 0 | 1007 | HAR-Instalasi dan Mesin
7400 | UIW Sulselrabar | 7428 | PLN UP3 Makassar Selatan | 2180 | Gd Ar Mksar Sltn | ZST2 | PLN Generation Stock Mat | 002815120004453 | CONROD BEAR;DTZ;F10L413;2421587 | ZK2815 | PSG | NORMAL | 0 | 0 | 0 | 0 | 1007 | HAR-Instalasi dan Mesin
7400 | UIW Sulselrabar | 7428 | PLN UP3 Makassar Selatan | 2180 | Gd Ar Mksar Sltn | ZST2 | PLN Generation Stock Mat | 002815120004454 | THRUST BEAR;DTZ;F10L413F;4140798 | ZK2815 | PSG | NORMAL | 0 | 0 | 0 | 0 | 1007 | HAR-Instalasi dan Mesin
7400 | UIW Sulselrabar | 7428 | PLN UP3 Makassar Selatan | 2180 | Gd Ar Mksar Sltn | ZST2 | PLN Generation Stock Mat | 002815120004455 | RUB STOP;DTZ;F10L413;3370133 | ZK2815 | BH | NORMAL | 0 | 0 | 0 | 0 | 1007 | HAR-Instalasi dan Mesin
7400 | UIW Sulselrabar | 7428 | PLN UP3 Makassar Selatan | 2180 | Gd Ar Mksar Sltn | ZST2 | PLN Generation Stock Mat | 002815120004456 | ROLLER;DTZ;F10L413F;1266330 | ZK2815 | BH | NORMAL | 0 | 0 | 0 | 0 | 1007 | HAR-Instalasi dan Mesin
7400 | UIW Sulselrabar | 7428 | PLN UP3 Makassar Selatan | 2180 | Gd Ar Mksar Sltn | ZST2 | PLN Generation Stock Mat | 002815120015178 | FL PUMP;CUM;QSK23G3;4307242EK80 | ZK2815 | BH | NORMAL | 0 | 0 | 0 | 0 | 1007 | HAR-Instalasi dan Mesin
7400 | UIW Sulselrabar | 7428 | PLN UP3 Makassar Selatan | 2180 | Gd Ar Mksar Sltn | ZST2 | PLN Generation Stock Mat | 002815970000079 | UNIV ACC;TURBOCHARGER SPARE PART SET | ZK2815 | SET | NORMAL | 0 | 0 | 0 | 0 | 1007 | HAR-Instalasi dan Mesin
7400 | UIW Sulselrabar | 7428 | PLN UP3 Makassar Selatan | 2180 | Gd Ar Mksar Sltn | ZST2 | PLN Generation Stock Mat | 002815970000293 | UNIV ACC;FUEL FILTER | ZK2815 | EA | NORMAL | 0 | 0 | 0 | 0 | 1007 | HAR-Instalasi dan Mesin
7400 | UIW Sulselrabar | 7428 | PLN UP3 Makassar Selatan | 2180 | Gd Ar Mksar Sltn | ZST2 | PLN Generation Stock Mat | 002815970000301 | UNIV ACC;OIL FILTER | ZK2815 | EA | NORMAL | 0 | 0 | 0 | 0 | 1007 | HAR-Instalasi dan Mesin
7400 | UIW Sulselrabar | 7428 | PLN UP3 Makassar Selatan | 2180 | Gd Ar Mksar Sltn | ZST2 | PLN Generation Stock Mat | 002815970000462 | TOOL M;HEND SPRAYER | ZK2815 | U | NORMAL | 0 | 0 | 0 | 0 | 1007 | HAR-Instalasi dan Mesin
7400 | UIW Sulselrabar | 7428 | PLN UP3 Makassar Selatan | 2180 | Gd Ar Mksar Sltn | ZST2 | PLN Generation Stock Mat | 002815970000734 | UNIV ACC;BATTERY 2V 2250AH | ZK2815 | BH | NORMAL | 0 | 0 | 0 | 0 | 1007 | HAR-Instalasi dan Mesin
7400 | UIW Sulselrabar | 7428 | PLN UP3 Makassar Selatan | 2180 | Gd Ar Mksar Sltn | ZST2 | PLN Generation Stock Mat | 002815970000963 | UNIV ACC;MONITORING DIGITAL CMR 424 | ZK2815 | BH | NORMAL | 0 | 0 | 0 | 0 | 1007 | HAR-Instalasi dan Mesin
7400 | UIW Sulselrabar | 7428 | PLN UP3 Makassar Selatan | 2180 | Gd Ar Mksar Sltn | ZST2 | PLN Generation Stock Mat | 002815990000428 | CAP;PRK;T4236;24850016 | ZK2815 | BH | NORMAL | 0 | 0 | 0 | 0 | 1007 | HAR-Instalasi dan Mesin
7400 | UIW Sulselrabar | 7428 | PLN UP3 Makassar Selatan | 2180 | Gd Ar Mksar Sltn | ZST2 | PLN Generation Stock Mat | 002815990002237 | RARE AXLE HOUSE;PRK;HT135P;31431641 | ZK2815 | BH | NORMAL | 0 | 0 | 0 | 0 | 1007 | HAR-Instalasi dan Mesin
7400 | UIW Sulselrabar | 7428 | PLN UP3 Makassar Selatan | 2180 | Gd Ar Mksar Sltn | ZST2 | PLN Generation Stock Mat | 002815990002238 | THERMOSTAT;PRK;HT135P;1447384M1 | ZK2815 | BH | NORMAL | 0 | 0 | 0 | 0 | 1007 | HAR-Instalasi dan Mesin
7400 | UIW Sulselrabar | 7428 | PLN UP3 Makassar Selatan | 2180 | Gd Ar Mksar Sltn | ZST2 | PLN Generation Stock Mat | 002815990002239 | NZL;PRK;HT135P;2645A621 | ZK2815 | BH | NORMAL | 0 | 0 | 0 | 0 | 1007 | HAR-Instalasi dan Mesin
7400 | UIW Sulselrabar | 7428 | PLN UP3 Makassar Selatan | 2180 | Gd Ar Mksar Sltn | ZST2 | PLN Generation Stock Mat | 002815990002240 | RPR KIT TBR;PRK;HT135P;2674A335 | ZK2815 | BH | NORMAL | 0 | 0 | 0 | 0 | 1007 | HAR-Instalasi dan Mesin
7400 | UIW Sulselrabar | 7428 | PLN UP3 Makassar Selatan | 2180 | Gd Ar Mksar Sltn | ZST2 | PLN Generation Stock Mat | 002815990002241 | LINER;PRK;HT135P;3135X063 | ZK2815 | BH | NORMAL | 0 | 0 | 0 | 0 | 1007 | HAR-Instalasi dan Mesin
7400 | UIW Sulselrabar | 7428 | PLN UP3 Makassar Selatan | 2180 | Gd Ar Mksar Sltn | ZST2 | PLN Generation Stock Mat | 002815990002242 | LIFT PUMP;PRK;HT135P;3637309M91 | ZK2815 | BH | NORMAL | 0 | 0 | 0 | 0 | 1007 | HAR-Instalasi dan Mesin
7400 | UIW Sulselrabar | 7428 | PLN UP3 Makassar Selatan | 2180 | Gd Ar Mksar Sltn | ZST2 | PLN Generation Stock Mat | 002815990002243 | TIMING CVR;PRK;HT135P;3637397M91 | ZK2815 | BH | NORMAL | 0 | 0 | 0 | 0 | 1007 | HAR-Instalasi dan Mesin
7400 | UIW Sulselrabar | 7428 | PLN UP3 Makassar Selatan | 2180 | Gd Ar Mksar Sltn | ZST2 | PLN Generation Stock Mat | 002815990002244 | COTTER;PRK;HT135P;3639492M1 | ZK2815 | BH | NORMAL | 0 | 0 | 0 | 0 | 1007 | HAR-Instalasi dan Mesin
7400 | UIW Sulselrabar | 7428 | PLN UP3 Makassar Selatan | 2180 | Gd Ar Mksar Sltn | ZST2 | PLN Generation Stock Mat | 002815990002245 | COTTER;PRK;HT135P;3639492M1 | ZK2815 | BH | NORMAL | 0 | 0 | 0 | 0 | 1007 | HAR-Instalasi dan Mesin
7400 | UIW Sulselrabar | 7428 | PLN UP3 Makassar Selatan | 2180 | Gd Ar Mksar Sltn | ZST2 | PLN Generation Stock Mat | 002815990002246 | CYL HEAD;PRK;HT135P;3640877M91 | ZK2815 | BH | NORMAL | 0 | 0 | 0 | 0 | 1007 | HAR-Instalasi dan Mesin
7400 | UIW Sulselrabar | 7428 | PLN UP3 Makassar Selatan | 2180 | Gd Ar Mksar Sltn | ZST2 | PLN Generation Stock Mat | 002815990002247 | WASHER;PRK;HT135P;376091X1 | ZK2815 | BH | NORMAL | 0 | 0 | 0 | 0 | 1007 | HAR-Instalasi dan Mesin
7400 | UIW Sulselrabar | 7428 | PLN UP3 Makassar Selatan | 2180 | Gd Ar Mksar Sltn | ZST2 | PLN Generation Stock Mat | 002815990002248 | THRUST WASH;PRK;HT135P;376518X1 | ZK2815 | BH | NORMAL | 0 | 0 | 0 | 0 | 1007 | HAR-Instalasi dan Mesin
7400 | UIW Sulselrabar | 7428 | PLN UP3 Makassar Selatan | 2180 | Gd Ar Mksar Sltn | ZST2 | PLN Generation Stock Mat | 002815990002249 | RING PSTN;PRK;HT135P;4222053M91 | ZK2815 | BH | NORMAL | 0 | 0 | 0 | 0 | 1007 | HAR-Instalasi dan Mesin
7400 | UIW Sulselrabar | 7428 | PLN UP3 Makassar Selatan | 2180 | Gd Ar Mksar Sltn | ZST2 | PLN Generation Stock Mat | 002815990002250 | RING PSTN;PRK;HT135P;4223499M91 | ZK2815 | BH | NORMAL | 0 | 0 | 0 | 0 | 1007 | HAR-Instalasi dan Mesin
7400 | UIW Sulselrabar | 7428 | PLN UP3 Makassar Selatan | 2180 | Gd Ar Mksar Sltn | ZST2 | PLN Generation Stock Mat | 002815990002251 | INSRT RING;PRK;HT135P;4224456M92 | ZK2815 | BH | NORMAL | 0 | 0 | 0 | 0 | 1007 | HAR-Instalasi dan Mesin
7400 | UIW Sulselrabar | 7428 | PLN UP3 Makassar Selatan | 2180 | Gd Ar Mksar Sltn | ZST2 | PLN Generation Stock Mat | 002815990002252 | TPT;PRK;HT135P;736254M1 | ZK2815 | BH | NORMAL | 0 | 0 | 0 | 0 | 1007 | HAR-Instalasi dan Mesin
7400 | UIW Sulselrabar | 7428 | PLN UP3 Makassar Selatan | 2180 | Gd Ar Mksar Sltn | ZST2 | PLN Generation Stock Mat | 002815990002253 | SEAT INSRT;PRK;HT135P;736502M1 | ZK2815 | BH | NORMAL | 0 | 0 | 0 | 0 | 1007 | HAR-Instalasi dan Mesin
7400 | UIW Sulselrabar | 7428 | PLN UP3 Makassar Selatan | 2180 | Gd Ar Mksar Sltn | ZST2 | PLN Generation Stock Mat | 002815990002254 | SMALL END BUSH;PRK;HT135P;740407M1 | ZK2815 | BH | NORMAL | 0 | 0 | 0 | 0 | 1007 | HAR-Instalasi dan Mesin
7400 | UIW Sulselrabar | 7428 | PLN UP3 Makassar Selatan | 2180 | Gd Ar Mksar Sltn | ZST2 | PLN Generation Stock Mat | 002815990002255 | WTR PUMP;PRK;HT135P;742558M91 | ZK2815 | BH | NORMAL | 0 | 0 | 0 | 0 | 1007 | HAR-Instalasi dan Mesin
7400 | UIW Sulselrabar | 7428 | PLN UP3 Makassar Selatan | 2180 | Gd Ar Mksar Sltn | ZST2 | PLN Generation Stock Mat | 002815990002256 | ENG MOUNT;PRK;HT135P;883622M1 | ZK2815 | BH | NORMAL | 0 | 0 | 0 | 0 | 1007 | HAR-Instalasi dan Mesin
7400 | UIW Sulselrabar | 7428 | PLN UP3 Makassar Selatan | 2180 | Gd Ar Mksar Sltn | ZST2 | PLN Generation Stock Mat | 002815990002257 | RUB MOUNTING;PRK;HT135P;883623M1 | ZK2815 | BH | NORMAL | 0 | 0 | 0 | 0 | 1007 | HAR-Instalasi dan Mesin
7400 | UIW Sulselrabar | 7428 | PLN UP3 Makassar Selatan | 2180 | Gd Ar Mksar Sltn | ZST2 | PLN Generation Stock Mat | 002840450000000 | TOOL M;KOMPRESSOR 1HP 8BAR | ZK2840 | BH | NORMAL | 0 | 0 | 0 | 0 | 1007 | HAR-Instalasi dan Mesin
7400 | UIW Sulselrabar | 7428 | PLN UP3 Makassar Selatan | 2180 | Gd Ar Mksar Sltn | ZST2 | PLN Generation Stock Mat | 002910000000487 | FL FTR;CUM;LTA10G;FF5052 | ZK2910 | BH | NORMAL | 25 | 0 | 0 | 0 | 1007 | HAR-Instalasi dan Mesin
7400 | UIW Sulselrabar | 7428 | PLN UP3 Makassar Selatan | 2180 | Gd Ar Mksar Sltn | ZST2 | PLN Generation Stock Mat | 002910330000036 | FL FTR;GCR;F180TASG;7650310 | ZK2910 | BH | NORMAL | 0 | 0 | 0 | 0 | 1007 | HAR-Instalasi dan Mesin
7400 | UIW Sulselrabar | 7428 | PLN UP3 Makassar Selatan | 2180 | Gd Ar Mksar Sltn | ZST2 | PLN Generation Stock Mat | 002910990000058 | ELM KIT;PRK;T4236;26561117 | ZK2910 | BH | NORMAL | 0 | 0 | 0 | 0 | 1007 | HAR-Instalasi dan Mesin
7400 | UIW Sulselrabar | 7428 | PLN UP3 Makassar Selatan | 2180 | Gd Ar Mksar Sltn | ZST2 | PLN Generation Stock Mat | 002910990000162 | FL FTR;PRK;1006TAG2;26560143 | ZK2910 | BH | NORMAL | 0 | 0 | 0 | 0 | 1007 | HAR-Instalasi dan Mesin
7400 | UIW Sulselrabar | 7428 | PLN UP3 Makassar Selatan | 2180 | Gd Ar Mksar Sltn | ZST2 | PLN Generation Stock Mat | 002910990000163 | FL FTR;PRK;1006TAG2;26560145 | ZK2910 | BH | NORMAL | 0 | 0 | 0 | 0 | 1007 | HAR-Instalasi dan Mesin
7400 | UIW Sulselrabar | 7428 | PLN UP3 Makassar Selatan | 2180 | Gd Ar Mksar Sltn | ZST2 | PLN Generation Stock Mat | 002930000000032 | SEPARATOR;CUM;NTA 855 G4;FS1212 | ZK2930 | BH | NORMAL | 50 | 0 | 0 | 0 | 1007 | HAR-Instalasi dan Mesin
7400 | UIW Sulselrabar | 7428 | PLN UP3 Makassar Selatan | 2180 | Gd Ar Mksar Sltn | ZST2 | PLN Generation Stock Mat | 002930000000041 | WTR FTR;CUM;NTA 855 G4;WF2076 | ZK2930 | BH | NORMAL | 0 | 0 | 0 | 0 | 1007 | HAR-Instalasi dan Mesin
7400 | UIW Sulselrabar | 7428 | PLN UP3 Makassar Selatan | 2180 | Gd Ar Mksar Sltn | ZST2 | PLN Generation Stock Mat | 002940000000059 | LB FTR;CUM;6CTA83G;LF3000 | ZK2940 | BH | NORMAL | 0 | 0 | 0 | 0 | 1007 | HAR-Instalasi dan Mesin
7400 | UIW Sulselrabar | 7428 | PLN UP3 Makassar Selatan | 2180 | Gd Ar Mksar Sltn | ZST2 | PLN Generation Stock Mat | 002940000000076 | WTR FTR;CUM;6CTA83G;WF2076 | ZK2940 | BH | NORMAL | 0 | 0 | 0 | 0 | 1007 | HAR-Instalasi dan Mesin
7400 | UIW Sulselrabar | 7428 | PLN UP3 Makassar Selatan | 2180 | Gd Ar Mksar Sltn | ZST2 | PLN Generation Stock Mat | 002940000000088 | AIR FTR;CUM;6 BT59G2;AF02900C | ZK2940 | BH | NORMAL | 0 | 0 | 0 | 0 | 1007 | HAR-Instalasi dan Mesin
7400 | UIW Sulselrabar | 7428 | PLN UP3 Makassar Selatan | 2180 | Gd Ar Mksar Sltn | ZST2 | PLN Generation Stock Mat | 002940000000253 | OIL FTR;CUM;6BT836;LF3349 | ZK2940 | BH | NORMAL | 0 | 0 | 0 | 0 | 1007 | HAR-Instalasi dan Mesin
7400 | UIW Sulselrabar | 7428 | PLN UP3 Makassar Selatan | 2180 | Gd Ar Mksar Sltn | ZST2 | PLN Generation Stock Mat | 002940000000300 | FL FTR;CUM;4BT39G1;FF5052 | ZK2940 | BH | NORMAL | 0 | 0 | 0 | 0 | 1007 | HAR-Instalasi dan Mesin
7400 | UIW Sulselrabar | 7428 | PLN UP3 Makassar Selatan | 2180 | Gd Ar Mksar Sltn | ZST2 | PLN Generation Stock Mat | 002940000000302 | FL FTR;CUM;KTA38G5;FS10006 | ZK2940 | BH | NORMAL | 0 | 0 | 0 | 0 | 1007 | HAR-Instalasi dan Mesin
7400 | UIW Sulselrabar | 7428 | PLN UP3 Makassar Selatan | 2180 | Gd Ar Mksar Sltn | ZST2 | PLN Generation Stock Mat | 002940000000548 | AIR FTR;CUM;LTA10G;AF928M | ZK2940 | BH | NORMAL | 0 | 0 | 0 | 0 | 1007 | HAR-Instalasi dan Mesin
7400 | UIW Sulselrabar | 7428 | PLN UP3 Makassar Selatan | 2180 | Gd Ar Mksar Sltn | ZST2 | PLN Generation Stock Mat | 002940000000590 | AIR CLEANER ELM;CUM;NTA 855 G3;AF26173 | ZK2940 | BH | NORMAL | 0 | 0 | 0 | 0 | 1007 | HAR-Instalasi dan Mesin
7400 | UIW Sulselrabar | 7428 | PLN UP3 Makassar Selatan | 2180 | Gd Ar Mksar Sltn | ZST2 | PLN Generation Stock Mat | 002940120000035 | LB OIL FTR;DTZ;F10L413F;01481517 | ZK2940 | BH | NORMAL | 0 | 0 | 0 | 0 | 1007 | HAR-Instalasi dan Mesin
7400 | UIW Sulselrabar | 7428 | PLN UP3 Makassar Selatan | 2180 | Gd Ar Mksar Sltn | ZST2 | PLN Generation Stock Mat | 002940120000514 | OIL FTR;DTZ;F10L413F;1174421 | ZK2940 | BH | NORMAL | 0 | 0 | 0 | 0 | 1007 | HAR-Instalasi dan Mesin
7400 | UIW Sulselrabar | 7428 | PLN UP3 Makassar Selatan | 2180 | Gd Ar Mksar Sltn | ZST2 | PLN Generation Stock Mat | 002940300000346 | OIL FTR;KOM;SA6D1081;600211310 | ZK2940 | BH | NORMAL | 0 | 0 | 0 | 0 | 1007 | HAR-Instalasi dan Mesin
7400 | UIW Sulselrabar | 7428 | PLN UP3 Makassar Selatan | 2180 | Gd Ar Mksar Sltn | ZST2 | PLN Generation Stock Mat | 002940330000015 | LB OIL;GCR;F180TASG;1510032 | ZK2940 | BH | NORMAL | 0 | 0 | 0 | 0 | 1007 | HAR-Instalasi dan Mesin
7400 | UIW Sulselrabar | 7428 | PLN UP3 Makassar Selatan | 2180 | Gd Ar Mksar Sltn | ZST2 | PLN Generation Stock Mat | 002940330000025 | AIR FTR;GCR;F180TASG;7650011 | ZK2940 | BH | NORMAL | 0 | 0 | 0 | 0 | 1007 | HAR-Instalasi dan Mesin
7400 | UIW Sulselrabar | 7428 | PLN UP3 Makassar Selatan | 2180 | Gd Ar Mksar Sltn | ZST2 | PLN Generation Stock Mat | 002940970000065 | FILTER;FUEL;FF1280 | ZK2940 | BH | NORMAL | 25 | 0 | 0 | 0 | 1007 | HAR-Instalasi dan Mesin
7400 | UIW Sulselrabar | 7428 | PLN UP3 Makassar Selatan | 2180 | Gd Ar Mksar Sltn | ZST2 | PLN Generation Stock Mat | 002940970000071 | FILTER;FUEL;FF5157 | ZK2940 | BH | NORMAL | 0 | 0 | 0 | 0 | 1007 | HAR-Instalasi dan Mesin
7400 | UIW Sulselrabar | 7428 | PLN UP3 Makassar Selatan | 2180 | Gd Ar Mksar Sltn | ZST2 | PLN Generation Stock Mat | 002940970000072 | FILTER;FUEL;FF5163 | ZK2940 | BH | NORMAL | 0 | 0 | 0 | 0 | 1007 | HAR-Instalasi dan Mesin
7400 | UIW Sulselrabar | 7428 | PLN UP3 Makassar Selatan | 2180 | Gd Ar Mksar Sltn | ZST2 | PLN Generation Stock Mat | 002940970000438 | FILTER;FUEL;H916 | ZK2940 | BH | NORMAL | 0 | 0 | 0 | 0 | 1007 | HAR-Instalasi dan Mesin
7400 | UIW Sulselrabar | 7428 | PLN UP3 Makassar Selatan | 2180 | Gd Ar Mksar Sltn | ZST2 | PLN Generation Stock Mat | 002940970000545 | FILTER;FUEL;FS1006 | ZK2940 | BH | NORMAL | 50 | 0 | 0 | 0 | 1007 | HAR-Instalasi dan Mesin
7400 | UIW Sulselrabar | 7428 | PLN UP3 Makassar Selatan | 2180 | Gd Ar Mksar Sltn | ZST2 | PLN Generation Stock Mat | 002940970000546 | FILTER;FUEL;FS1040 | ZK2940 | BH | NORMAL | 0 | 0 | 0 | 0 | 1007 | HAR-Instalasi dan Mesin
7400 | UIW Sulselrabar | 7428 | PLN UP3 Makassar Selatan | 2180 | Gd Ar Mksar Sltn | ZST2 | PLN Generation Stock Mat | 002940970000648 | FILTER;FUEL;FS19624 | ZK2940 | BH | NORMAL | 0 | 0 | 0 | 0 | 1007 | HAR-Instalasi dan Mesin
7400 | UIW Sulselrabar | 7428 | PLN UP3 Makassar Selatan | 2180 | Gd Ar Mksar Sltn | ZST2 | PLN Generation Stock Mat | 002940970000736 | FILTER;FUEL;FS1280 | ZK2940 | BH | NORMAL | 0 | 0 | 0 | 0 | 1007 | HAR-Instalasi dan Mesin
7400 | UIW Sulselrabar | 7428 | PLN UP3 Makassar Selatan | 2180 | Gd Ar Mksar Sltn | ZST2 | PLN Generation Stock Mat | 002940970000783 | UNIV ACC;FUEL FILTER FF5074 | ZK2940 | BH | NORMAL | 15 | 0 | 0 | 0 | 1007 | HAR-Instalasi dan Mesin
7400 | UIW Sulselrabar | 7428 | PLN UP3 Makassar Selatan | 2180 | Gd Ar Mksar Sltn | ZST2 | PLN Generation Stock Mat | 002940970000788 | UNIV ACC;PRIMARY AIR FILTER | ZK2940 | BH | NORMAL | 0 | 0 | 0 | 0 | 1007 | HAR-Instalasi dan Mesin
7400 | UIW Sulselrabar | 7428 | PLN UP3 Makassar Selatan | 2180 | Gd Ar Mksar Sltn | ZST2 | PLN Generation Stock Mat | 002940970000789 | UNIV ACC;SECONDARY AIR FILTER | ZK2940 | BH | NORMAL | 0 | 0 | 0 | 0 | 1007 | HAR-Instalasi dan Mesin
7400 | UIW Sulselrabar | 7428 | PLN UP3 Makassar Selatan | 2180 | Gd Ar Mksar Sltn | ZST2 | PLN Generation Stock Mat | 002940970000974 | FILTER;FUEL FILTER;111E170010 | ZK2940 | BH | NORMAL | 0 | 0 | 0 | 0 | 1007 | HAR-Instalasi dan Mesin
7400 | UIW Sulselrabar | 7428 | PLN UP3 Makassar Selatan | 2180 | Gd Ar Mksar Sltn | ZST2 | PLN Generation Stock Mat | 002940970000993 | FILTER;OIL FILTER;LF3349 | ZK2940 | BH | NORMAL | 25 | 0 | 0 | 0 | 1007 | HAR-Instalasi dan Mesin
7400 | UIW Sulselrabar | 7428 | PLN UP3 Makassar Selatan | 2180 | Gd Ar Mksar Sltn | ZST2 | PLN Generation Stock Mat | 002940970001056 | FILTER;LUBE OIL; | ZK2940 | BH | NORMAL | 0 | 0 | 0 | 0 | 1007 | HAR-Instalasi dan Mesin
7400 | UIW Sulselrabar | 7428 | PLN UP3 Makassar Selatan | 2180 | Gd Ar Mksar Sltn | ZST2 | PLN Generation Stock Mat | 002940970001063 | FILTER;LUBE OIL;SM 00001-D0002 | ZK2940 | BH | NORMAL | 0 | 0 | 0 | 0 | 1007 | HAR-Instalasi dan Mesin
7400 | UIW Sulselrabar | 7428 | PLN UP3 Makassar Selatan | 2180 | Gd Ar Mksar Sltn | ZST2 | PLN Generation Stock Mat | 002940970001174 | FILTER;FUEL;FF5058 | ZK2940 | BH | NORMAL | 0 | 0 | 0 | 0 | 1007 | HAR-Instalasi dan Mesin
7400 | UIW Sulselrabar | 7428 | PLN UP3 Makassar Selatan | 2180 | Gd Ar Mksar Sltn | ZST2 | PLN Generation Stock Mat | 002940990000067 | LB OIL FTR;PRK;T4236;2654403 | ZK2940 | BH | NORMAL | 0 | 0 | 0 | 0 | 1007 | HAR-Instalasi dan Mesin
7400 | UIW Sulselrabar | 7428 | PLN UP3 Makassar Selatan | 2180 | Gd Ar Mksar Sltn | ZST2 | PLN Generation Stock Mat | 002940990000073 | FL OIL FTR;PRK;PL65P;26560137 | ZK2940 | BH | NORMAL | 0 | 0 | 0 | 0 | 1007 | HAR-Instalasi dan Mesin
7400 | UIW Sulselrabar | 7428 | PLN UP3 Makassar Selatan | 2180 | Gd Ar Mksar Sltn | ZST2 | PLN Generation Stock Mat | 002940990000179 | AIR FTR IN;PRK;HT135P;26510353 | ZK2940 | BH | NORMAL | 0 | 0 | 0 | 0 | 1007 | HAR-Instalasi dan Mesin
7400 | UIW Sulselrabar | 7428 | PLN UP3 Makassar Selatan | 2180 | Gd Ar Mksar Sltn | ZST2 | PLN Generation Stock Mat | 002940990000180 | AIR FTR OUT;PRK;HT135P;26510354 | ZK2940 | BH | NORMAL | 0 | 0 | 0 | 0 | 1007 | HAR-Instalasi dan Mesin
7400 | UIW Sulselrabar | 7428 | PLN UP3 Makassar Selatan | 2180 | Gd Ar Mksar Sltn | ZST2 | PLN Generation Stock Mat | 003030000000011 | BELT;CUM;NTA 855 G4;217638 | ZK3030 | BH | NORMAL | 0 | 0 | 0 | 0 | 1007 | HAR-Instalasi dan Mesin
7400 | UIW Sulselrabar | 7428 | PLN UP3 Makassar Selatan | 2180 | Gd Ar Mksar Sltn | ZST2 | PLN Generation Stock Mat | 003030970000151 | UNIV ACC;V-BELT SPZ 1125 LA | ZK3030 | BH | NORMAL | 0 | 0 | 0 | 0 | 1007 | HAR-Instalasi dan Mesin
7400 | UIW Sulselrabar | 7428 | PLN UP3 Makassar Selatan | 2180 | Gd Ar Mksar Sltn | ZST2 | PLN Generation Stock Mat | 003030970000152 | UNIV ACC;V-BELT SPZ 1150 LA | ZK3030 | BH | NORMAL | 0 | 0 | 0 | 0 | 1007 | HAR-Instalasi dan Mesin
7400 | UIW Sulselrabar | 7428 | PLN UP3 Makassar Selatan | 2180 | Gd Ar Mksar Sltn | ZST2 | PLN Generation Stock Mat | 003030970000153 | UNIV ACC;V-BELT SPZ 1225 LA | ZK3030 | BH | NORMAL | 0 | 0 | 0 | 0 | 1007 | HAR-Instalasi dan Mesin
7400 | UIW Sulselrabar | 7428 | PLN UP3 Makassar Selatan | 2180 | Gd Ar Mksar Sltn | ZST2 | PLN Generation Stock Mat | 003030990000028 | V-BELT;PRK;HT135P;3637595M1 | ZK3030 | BH | NORMAL | 0 | 0 | 0 | 0 | 1007 | HAR-Instalasi dan Mesin
7400 | UIW Sulselrabar | 7428 | PLN UP3 Makassar Selatan | 2180 | Gd Ar Mksar Sltn | ZST2 | PLN Generation Stock Mat | 003040970000124 | UNIV ACC;ALTERNATOR ASSY 27V | ZK3040 | BH | NORMAL | 0 | 0 | 0 | 0 | 1007 | HAR-Instalasi dan Mesin
7400 | UIW Sulselrabar | 7428 | PLN UP3 Makassar Selatan | 2180 | Gd Ar Mksar Sltn | ZST2 | PLN Generation Stock Mat | 003110970000768 | BEARING;BALL;6203-Z | ZK3110 | BH | NORMAL | 0 | 0 | 0 | 0 | 1007 | HAR-Instalasi dan Mesin
7400 | UIW Sulselrabar | 7428 | PLN UP3 Makassar Selatan | 2180 | Gd Ar Mksar Sltn | ZST2 | PLN Generation Stock Mat | 003110970000770 | BEARING;BALL;6204-Z | ZK3110 | BH | NORMAL | 0 | 0 | 0 | 0 | 1007 | HAR-Instalasi dan Mesin
7400 | UIW Sulselrabar | 7428 | PLN UP3 Makassar Selatan | 2180 | Gd Ar Mksar Sltn | ZST2 | PLN Generation Stock Mat | 003110970000942 | BEARING;ROLLER;NSK 3312 | ZK3110 | BH | NORMAL | 0 | 0 | 0 | 0 | 1007 | HAR-Instalasi dan Mesin
7400 | UIW Sulselrabar | 7428 | PLN UP3 Makassar Selatan | 2180 | Gd Ar Mksar Sltn | ZST2 | PLN Generation Stock Mat | 003130990000029 | MAIN BEAR;PRK;HT135P;3637020M91 | ZK3130 | BH | NORMAL | 0 | 0 | 0 | 0 | 1007 | HAR-Instalasi dan Mesin
7400 | UIW Sulselrabar | 7428 | PLN UP3 Makassar Selatan | 2180 | Gd Ar Mksar Sltn | ZST2 | PLN Generation Stock Mat | 003130990000030 | CONROD BEAR;PRK;HT135P;736950M91 | ZK3130 | BH | NORMAL | 0 | 0 | 0 | 0 | 1007 | HAR-Instalasi dan Mesin
7400 | UIW Sulselrabar | 7428 | PLN UP3 Makassar Selatan | 2180 | Gd Ar Mksar Sltn | ZST2 | PLN Generation Stock Mat | 003450970000005 | TOOL M;HAND GRINDING 220V | ZK3450 | BH | NORMAL | 0 | 0 | 0 | 0 | 1007 | HAR-Instalasi dan Mesin
7400 | UIW Sulselrabar | 7428 | PLN UP3 Makassar Selatan | 2180 | Gd Ar Mksar Sltn | ZST2 | PLN Generation Stock Mat | 003450970000244 | TOOL M;GERINDA TANGAN | ZK3450 | EA | NORMAL | 0 | 0 | 0 | 0 | 1007 | HAR-Instalasi dan Mesin
7400 | UIW Sulselrabar | 7428 | PLN UP3 Makassar Selatan | 2180 | Gd Ar Mksar Sltn | ZST2 | PLN Generation Stock Mat | 003460970000170 | UNIV ACC;ACCU GS 12V 200AH | ZK3460 | BH | NORMAL | 0 | 0 | 0 | 0 | 1007 | HAR-Instalasi dan Mesin
7400 | UIW Sulselrabar | 7428 | PLN UP3 Makassar Selatan | 2180 | Gd Ar Mksar Sltn | ZST2 | PLN Generation Stock Mat | 003490970000113 | TOOL M;SLING BAJA 4 TON | ZK3490 | BH | NORMAL | 0 | 0 | 0 | 0 | 1005 | HAR-Persediaan Umum
7400 | UIW Sulselrabar | 7428 | PLN UP3 Makassar Selatan | 2180 | Gd Ar Mksar Sltn | ZST2 | PLN Generation Stock Mat | 003830970000019 | TOOL M;MOBIL TRUCK HI-BLOW | ZK3830 | U | NORMAL | 0 | 0 | 0 | 0 | 1005 | HAR-Persediaan Umum
7400 | UIW Sulselrabar | 7428 | PLN UP3 Makassar Selatan | 2180 | Gd Ar Mksar Sltn | ZST2 | PLN Generation Stock Mat | 004240970000004 | TOOL S;FULL BODY HARDNESS | ZK4240 | SET | NORMAL | 0 | 0 | 0 | 0 | 1007 | HAR-Instalasi dan Mesin
7400 | UIW Sulselrabar | 7428 | PLN UP3 Makassar Selatan | 2180 | Gd Ar Mksar Sltn | ZST2 | PLN Generation Stock Mat | 004240970000095 | UNIV ACC;SEPATU BOOT KARET | ZK4240 | PSG | NORMAL | 0 | 0 | 0 | 0 | 1007 | HAR-Instalasi dan Mesin
7400 | UIW Sulselrabar | 7428 | PLN UP3 Makassar Selatan | 2180 | Gd Ar Mksar Sltn | ZST2 | PLN Generation Stock Mat | 004320970000238 | PUMP;CENTRIFUGAL;1.25m3/H;1.25KW;1500RPM | ZK4320 | SET | NORMAL | 0 | 0 | 0 | 0 | 1007 | HAR-Instalasi dan Mesin
7400 | UIW Sulselrabar | 7428 | PLN UP3 Makassar Selatan | 2180 | Gd Ar Mksar Sltn | ZST2 | PLN Generation Stock Mat | 004710120000062 | ELBOW;DTZ;F6L912F;1502269 | ZK4710 | BH | NORMAL | 0 | 0 | 0 | 0 | 1007 | HAR-Instalasi dan Mesin
7400 | UIW Sulselrabar | 7428 | PLN UP3 Makassar Selatan | 2180 | Gd Ar Mksar Sltn | ZST2 | PLN Generation Stock Mat | 004710120000066 | HELI SPRG;DTZ;F6L912F;1501115 | ZK4710 | BH | NORMAL | 0 | 0 | 0 | 0 | 1007 | HAR-Instalasi dan Mesin
7400 | UIW Sulselrabar | 7428 | PLN UP3 Makassar Selatan | 2180 | Gd Ar Mksar Sltn | ZST2 | PLN Generation Stock Mat | 004710120000067 | TPT VLV;DTZ;F6L912F;1501137 | ZK4710 | BH | NORMAL | 0 | 0 | 0 | 0 | 1007 | HAR-Instalasi dan Mesin
7400 | UIW Sulselrabar | 7428 | PLN UP3 Makassar Selatan | 2180 | Gd Ar Mksar Sltn | ZST2 | PLN Generation Stock Mat | 004710990000092 | FLEX PIPE;PRK;HT135P;4595125075 | ZK4710 | BH | NORMAL | 0 | 0 | 0 | 0 | 1007 | HAR-Instalasi dan Mesin
7400 | UIW Sulselrabar | 7428 | PLN UP3 Makassar Selatan | 2180 | Gd Ar Mksar Sltn | ZST2 | PLN Generation Stock Mat | 004720970000300 | HOSE;PLASTIC;7";SC | ZK4720 | BH | NORMAL | 0 | 0 | 0 | 0 | 1007 | HAR-Instalasi dan Mesin
7400 | UIW Sulselrabar | 7428 | PLN UP3 Makassar Selatan | 2180 | Gd Ar Mksar Sltn | ZST2 | PLN Generation Stock Mat | 004730120000421 | OIL PIPE;DTZ;F10L413F;3551187 | ZK4730 | BH | NORMAL | 0 | 0 | 0 | 0 | 1007 | HAR-Instalasi dan Mesin
7400 | UIW Sulselrabar | 7428 | PLN UP3 Makassar Selatan | 2180 | Gd Ar Mksar Sltn | ZST2 | PLN Generation Stock Mat | 004730990000091 | HOSE;PRK;T4236;3483C014 | ZK4730 | BH | NORMAL | 0 | 0 | 0 | 0 | 1007 | HAR-Instalasi dan Mesin
7400 | UIW Sulselrabar | 7428 | PLN UP3 Makassar Selatan | 2180 | Gd Ar Mksar Sltn | ZST2 | PLN Generation Stock Mat | 004730990000208 | HOSE;PRK;HT135P;899144M1 | ZK4730 | BH | NORMAL | 0 | 0 | 0 | 0 | 1007 | HAR-Instalasi dan Mesin
7400 | UIW Sulselrabar | 7428 | PLN UP3 Makassar Selatan | 2180 | Gd Ar Mksar Sltn | ZST2 | PLN Generation Stock Mat | 004810120000207 | PACK RING;DTZ;F6L912F;1501902 | ZK4810 | BH | NORMAL | 0 | 0 | 0 | 0 | 1007 | HAR-Instalasi dan Mesin
7400 | UIW Sulselrabar | 7428 | PLN UP3 Makassar Selatan | 2180 | Gd Ar Mksar Sltn | ZST2 | PLN Generation Stock Mat | 004810120000212 | ROCKER ARM BRCKT;DTZ;F6L912F;150119 | ZK4810 | BH | NORMAL | 0 | 0 | 0 | 0 | 1007 | HAR-Instalasi dan Mesin
7400 | UIW Sulselrabar | 7428 | PLN UP3 Makassar Selatan | 2180 | Gd Ar Mksar Sltn | ZST2 | PLN Generation Stock Mat | 004810120000219 | SPRG VLV INTK;DTZ;F10L413F;2198954 | ZK4810 | BH | NORMAL | 0 | 0 | 0 | 0 | 1007 | HAR-Instalasi dan Mesin
7400 | UIW Sulselrabar | 7428 | PLN UP3 Makassar Selatan | 2180 | Gd Ar Mksar Sltn | ZST2 | PLN Generation Stock Mat | 004810120000223 | SPRG;DTZ;F6L912F;1500821 | ZK4810 | BH | NORMAL | 0 | 0 | 0 | 0 | 1007 | HAR-Instalasi dan Mesin
7400 | UIW Sulselrabar | 7428 | PLN UP3 Makassar Selatan | 2180 | Gd Ar Mksar Sltn | ZST2 | PLN Generation Stock Mat | 004810990000168 | IN VLV;PRK;HT135P;738095M1 | ZK4810 | BH | NORMAL | 0 | 0 | 0 | 0 | 1007 | HAR-Instalasi dan Mesin
7400 | UIW Sulselrabar | 7428 | PLN UP3 Makassar Selatan | 2180 | Gd Ar Mksar Sltn | ZST2 | PLN Generation Stock Mat | 004820120000013 | SEAT INTK VLV;DTZ;F6L912F;1500827 | ZK4820 | BH | NORMAL | 0 | 0 | 0 | 0 | 1007 | HAR-Instalasi dan Mesin
7400 | UIW Sulselrabar | 7428 | PLN UP3 Makassar Selatan | 2180 | Gd Ar Mksar Sltn | ZST2 | PLN Generation Stock Mat | 004820120000364 | SPRG VLV;DTZ;F10L413F;10L41358 | ZK4820 | BH | NORMAL | 0 | 0 | 0 | 0 | 1007 | HAR-Instalasi dan Mesin
7400 | UIW Sulselrabar | 7428 | PLN UP3 Makassar Selatan | 2180 | Gd Ar Mksar Sltn | ZST2 | PLN Generation Stock Mat | 004820990000066 | GD VLV;PRK;HT135P;4223074M1 | ZK4820 | BH | NORMAL | 0 | 0 | 0 | 0 | 1007 | HAR-Instalasi dan Mesin
7400 | UIW Sulselrabar | 7428 | PLN UP3 Makassar Selatan | 2180 | Gd Ar Mksar Sltn | ZST2 | PLN Generation Stock Mat | 004820990000067 | GD EXH VLV;PRK;HT135P;U5MK0090 | ZK4820 | BH | NORMAL | 0 | 0 | 0 | 0 | 1007 | HAR-Instalasi dan Mesin
7400 | UIW Sulselrabar | 7428 | PLN UP3 Makassar Selatan | 2180 | Gd Ar Mksar Sltn | ZST2 | PLN Generation Stock Mat | 004820990000068 | EXH VLV;PRK;HT135P;U5MK0154 | ZK4820 | BH | NORMAL | 0 | 0 | 0 | 0 | 1007 | HAR-Instalasi dan Mesin
7400 | UIW Sulselrabar | 7428 | PLN UP3 Makassar Selatan | 2180 | Gd Ar Mksar Sltn | ZST2 | PLN Generation Stock Mat | 004930000000051 | PREMIUM BLUE CI4.18;CUM;NTA855G;875714 | ZK4930 | BH | NORMAL | 0 | 0 | 0 | 0 | 1007 | HAR-Instalasi dan Mesin
7400 | UIW Sulselrabar | 7428 | PLN UP3 Makassar Selatan | 2180 | Gd Ar Mksar Sltn | ZST2 | PLN Generation Stock Mat | 004930120000006 | FL FTR;DTZ;F10L413F;1164620 | ZK4930 | BH | NORMAL | 0 | 0 | 0 | 0 | 1007 | HAR-Instalasi dan Mesin
7400 | UIW Sulselrabar | 7428 | PLN UP3 Makassar Selatan | 2180 | Gd Ar Mksar Sltn | ZST2 | PLN Generation Stock Mat | 004930120000013 | SPIN-ON FL FTR;DTZ;F10L413F;1180597 | ZK4930 | BH | NORMAL | 0 | 0 | 0 | 0 | 1007 | HAR-Instalasi dan Mesin
7400 | UIW Sulselrabar | 7428 | PLN UP3 Makassar Selatan | 2180 | Gd Ar Mksar Sltn | ZST2 | PLN Generation Stock Mat | 005110970000163 | TOOL M;SILICON GUN | ZK5110 | BH | NORMAL | 0 | 0 | 0 | 0 | 1007 | HAR-Instalasi dan Mesin
7400 | UIW Sulselrabar | 7428 | PLN UP3 Makassar Selatan | 2180 | Gd Ar Mksar Sltn | ZST2 | PLN Generation Stock Mat | 005110970000219 | TOOL M;OBENG SET | ZK5110 | SET | NORMAL | 0 | 0 | 0 | 0 | 1007 | HAR-Instalasi dan Mesin
7400 | UIW Sulselrabar | 7428 | PLN UP3 Makassar Selatan | 2180 | Gd Ar Mksar Sltn | ZST2 | PLN Generation Stock Mat | 005110970000229 | TOOL M;KUNCI L 14 | ZK5110 | BH | NORMAL | 0 | 0 | 0 | 0 | 1007 | HAR-Instalasi dan Mesin
7400 | UIW Sulselrabar | 7428 | PLN UP3 Makassar Selatan | 2180 | Gd Ar Mksar Sltn | ZST2 | PLN Generation Stock Mat | 005120450000004 | TOOL M;KUNCI PIPA 14" | ZK5120 | BH | NORMAL | 0 | 0 | 0 | 0 | 1007 | HAR-Instalasi dan Mesin
7400 | UIW Sulselrabar | 7428 | PLN UP3 Makassar Selatan | 2180 | Gd Ar Mksar Sltn | ZST2 | PLN Generation Stock Mat | 005120970000068 | TOOL M;LOCKING PLIERS | ZK5120 | BH | NORMAL | 0 | 0 | 0 | 0 | 1007 | HAR-Instalasi dan Mesin
7400 | UIW Sulselrabar | 7428 | PLN UP3 Makassar Selatan | 2180 | Gd Ar Mksar Sltn | ZST2 | PLN Generation Stock Mat | 005120970001224 | TOOL M;KUNCI PAS 6-32MM | ZK5120 | SET | NORMAL | 0 | 0 | 0 | 0 | 1007 | HAR-Instalasi dan Mesin
7400 | UIW Sulselrabar | 7428 | PLN UP3 Makassar Selatan | 2180 | Gd Ar Mksar Sltn | ZST2 | PLN Generation Stock Mat | 005120970001225 | TOOL M;KUNCI RING 6-32MM | ZK5120 | SET | NORMAL | 0 | 0 | 0 | 0 | 1007 | HAR-Instalasi dan Mesin
7400 | UIW Sulselrabar | 7428 | PLN UP3 Makassar Selatan | 2180 | Gd Ar Mksar Sltn | ZST2 | PLN Generation Stock Mat | 005120970001302 | UNIV ACC;KUNCI PAS RING SET 8-32MM | ZK5120 | SET | NORMAL | 0 | 0 | 0 | 0 | 1007 | HAR-Instalasi dan Mesin
7400 | UIW Sulselrabar | 7428 | PLN UP3 Makassar Selatan | 2180 | Gd Ar Mksar Sltn | ZST2 | PLN Generation Stock Mat | 005130970000038 | UNIV ACC;HYDROULIC CRIMPING TOOL | ZK5130 | U | NORMAL | 0 | 0 | 0 | 0 | 1007 | HAR-Instalasi dan Mesin
7400 | UIW Sulselrabar | 7428 | PLN UP3 Makassar Selatan | 2180 | Gd Ar Mksar Sltn | ZST2 | PLN Generation Stock Mat | 005180970000031 | TOOL M;REPAIR KIT EGPCS-315M | ZK5180 | SET | NORMAL | 0 | 0 | 0 | 0 | 1007 | HAR-Instalasi dan Mesin
7400 | UIW Sulselrabar | 7428 | PLN UP3 Makassar Selatan | 2180 | Gd Ar Mksar Sltn | ZST2 | PLN Generation Stock Mat | 005180970000092 | UNIV ACC;TOOLS BOX 50X26X24 | ZK5180 | BH | NORMAL | 0 | 0 | 0 | 0 | 1007 | HAR-Instalasi dan Mesin
7400 | UIW Sulselrabar | 7428 | PLN UP3 Makassar Selatan | 2180 | Gd Ar Mksar Sltn | ZST2 | PLN Generation Stock Mat | 005180990000000 | REPAIR KIT;PRK;T4236;26410087 | ZK5180 | BH | NORMAL | 0 | 0 | 0 | 0 | 1007 | HAR-Instalasi dan Mesin
7400 | UIW Sulselrabar | 7428 | PLN UP3 Makassar Selatan | 2180 | Gd Ar Mksar Sltn | ZST2 | PLN Generation Stock Mat | 005210000000008 | TOOL E;PHASA SQUENCE PSI-8031FC | ZK5210 | BH | NORMAL | 0 | 0 | 0 | 0 | 1007 | HAR-Instalasi dan Mesin
7400 | UIW Sulselrabar | 7428 | PLN UP3 Makassar Selatan | 2180 | Gd Ar Mksar Sltn | ZST2 | PLN Generation Stock Mat | 005210970000204 | TOOL E;MULTIMETER FLUKE CAT III 600 | ZK5210 | SET | NORMAL | 0 | 0 | 0 | 0 | 1007 | HAR-Instalasi dan Mesin
7400 | UIW Sulselrabar | 7428 | PLN UP3 Makassar Selatan | 2180 | Gd Ar Mksar Sltn | ZST2 | PLN Generation Stock Mat | 005305120000002 | ADJ SCREW;DTZ;F10L413F;02403900 | ZK5305 | BH | NORMAL | 0 | 0 | 0 | 0 | 1007 | HAR-Instalasi dan Mesin
7400 | UIW Sulselrabar | 7428 | PLN UP3 Makassar Selatan | 2180 | Gd Ar Mksar Sltn | ZST2 | PLN Generation Stock Mat | 005305990000093 | SCREW;PRK;HT135P;312039 | ZK5305 | BH | NORMAL | 0 | 0 | 0 | 0 | 1007 | HAR-Instalasi dan Mesin
7400 | UIW Sulselrabar | 7428 | PLN UP3 Makassar Selatan | 2180 | Gd Ar Mksar Sltn | ZST2 | PLN Generation Stock Mat | 005305990000094 | CH SCREW;PRK;U850746M;1137483 | ZK5305 | BH | NORMAL | 0 | 0 | 0 | 0 | 1007 | HAR-Instalasi dan Mesin
7400 | UIW Sulselrabar | 7428 | PLN UP3 Makassar Selatan | 2180 | Gd Ar Mksar Sltn | ZST2 | PLN Generation Stock Mat | 005305990000095 | ADJ SCREW;PRK;HT135P;8346678 | ZK5305 | BH | NORMAL | 0 | 0 | 0 | 0 | 1007 | HAR-Instalasi dan Mesin
7400 | UIW Sulselrabar | 7428 | PLN UP3 Makassar Selatan | 2180 | Gd Ar Mksar Sltn | ZST2 | PLN Generation Stock Mat | 005306120000008 | BOLT;DTZ;F10L413F;2424536 | ZK5306 | BH | NORMAL | 0 | 0 | 0 | 0 | 1007 | HAR-Instalasi dan Mesin
7400 | UIW Sulselrabar | 7428 | PLN UP3 Makassar Selatan | 2180 | Gd Ar Mksar Sltn | ZST2 | PLN Generation Stock Mat | 005306120000146 | BANJO BOLT;DTZ;F6L912F;150213 | ZK5306 | BH | NORMAL | 0 | 0 | 0 | 0 | 1007 | HAR-Instalasi dan Mesin
7400 | UIW Sulselrabar | 7428 | PLN UP3 Makassar Selatan | 2180 | Gd Ar Mksar Sltn | ZST2 | PLN Generation Stock Mat | 005306120000218 | SCREW PLUG;DTZ;F6L912F;1500835 | ZK5306 | BH | NORMAL | 0 | 0 | 0 | 0 | 1007 | HAR-Instalasi dan Mesin
7400 | UIW Sulselrabar | 7428 | PLN UP3 Makassar Selatan | 2180 | Gd Ar Mksar Sltn | ZST2 | PLN Generation Stock Mat | 005306970000152 | UNIV ACC;BOLT SS M8X30mm | ZK5306 | BH | NORMAL | 0 | 0 | 0 | 0 | 1007 | HAR-Instalasi dan Mesin
7400 | UIW Sulselrabar | 7428 | PLN UP3 Makassar Selatan | 2180 | Gd Ar Mksar Sltn | ZST2 | PLN Generation Stock Mat | 005306990000195 | BOLT;PRK;HT135P;3637030M1 | ZK5306 | BH | NORMAL | 0 | 0 | 0 | 0 | 1007 | HAR-Instalasi dan Mesin
7400 | UIW Sulselrabar | 7428 | PLN UP3 Makassar Selatan | 2180 | Gd Ar Mksar Sltn | ZST2 | PLN Generation Stock Mat | 005306990000196 | CONROD BOLT;PRK;HT135P;4222485M1 | ZK5306 | BH | NORMAL | 0 | 0 | 0 | 0 | 1007 | HAR-Instalasi dan Mesin
7400 | UIW Sulselrabar | 7428 | PLN UP3 Makassar Selatan | 2180 | Gd Ar Mksar Sltn | ZST2 | PLN Generation Stock Mat | 005307000000031 | STUD;CUM;6BT5.9G2;3818823 | ZK5307 | BH | NORMAL | 0 | 0 | 0 | 0 | 1007 | HAR-Instalasi dan Mesin
7400 | UIW Sulselrabar | 7428 | PLN UP3 Makassar Selatan | 2180 | Gd Ar Mksar Sltn | ZST2 | PLN Generation Stock Mat | 005310000000343 | HEX NUT;CUM;6BT59G2;3901961 | ZK5310 | BH | NORMAL | 0 | 0 | 0 | 0 | 1007 | HAR-Instalasi dan Mesin
7400 | UIW Sulselrabar | 7428 | PLN UP3 Makassar Selatan | 2180 | Gd Ar Mksar Sltn | ZST2 | PLN Generation Stock Mat | 005310120000030 | WASHER;DTZ;F6L912F;01120665 | ZK5310 | BH | NORMAL | 0 | 0 | 0 | 0 | 1007 | HAR-Instalasi dan Mesin
7400 | UIW Sulselrabar | 7428 | PLN UP3 Makassar Selatan | 2180 | Gd Ar Mksar Sltn | ZST2 | PLN Generation Stock Mat | 005315120000037 | CIRCLIP;DTZ;F10L413F;01214661 | ZK5315 | BH | NORMAL | 0 | 0 | 0 | 0 | 1007 | HAR-Instalasi dan Mesin
7400 | UIW Sulselrabar | 7428 | PLN UP3 Makassar Selatan | 2180 | Gd Ar Mksar Sltn | ZST2 | PLN Generation Stock Mat | 005330000001547 | GASKET TURBOCHARGER;CUM;QSK23G;3331924 | ZK5330 | BH | NORMAL | 0 | 0 | 0 | 0 | 1007 | HAR-Instalasi dan Mesin
7400 | UIW Sulselrabar | 7428 | PLN UP3 Makassar Selatan | 2180 | Gd Ar Mksar Sltn | ZST2 | PLN Generation Stock Mat | 005330120000029 | GASKET;DTZ;F10L413F;04147308 | ZK5330 | BH | NORMAL | 0 | 0 | 0 | 0 | 1007 | HAR-Instalasi dan Mesin
7400 | UIW Sulselrabar | 7428 | PLN UP3 Makassar Selatan | 2180 | Gd Ar Mksar Sltn | ZST2 | PLN Generation Stock Mat | 005330120000217 | O-RING SEAL;DTZ;F10L413F;01175789 | ZK5330 | BH | NORMAL | 0 | 0 | 0 | 0 | 1007 | HAR-Instalasi dan Mesin
7400 | UIW Sulselrabar | 7428 | PLN UP3 Makassar Selatan | 2180 | Gd Ar Mksar Sltn | ZST2 | PLN Generation Stock Mat | 005330120000219 | O-RING SEAL;DTZ;F10L413F;01176598 | ZK5330 | BH | NORMAL | 0 | 0 | 0 | 0 | 1007 | HAR-Instalasi dan Mesin
7400 | UIW Sulselrabar | 7428 | PLN UP3 Makassar Selatan | 2180 | Gd Ar Mksar Sltn | ZST2 | PLN Generation Stock Mat | 005330120000232 | O-RING SEAL;DTZ;F6L912F;01500404 | ZK5330 | BH | NORMAL | 0 | 0 | 0 | 0 | 1007 | HAR-Instalasi dan Mesin
7400 | UIW Sulselrabar | 7428 | PLN UP3 Makassar Selatan | 2180 | Gd Ar Mksar Sltn | ZST2 | PLN Generation Stock Mat | 005330120000347 | RUB SEAL;DTZ;F10L413F;03370133 | ZK5330 | BH | NORMAL | 0 | 0 | 0 | 0 | 1007 | HAR-Instalasi dan Mesin
7400 | UIW Sulselrabar | 7428 | PLN UP3 Makassar Selatan | 2180 | Gd Ar Mksar Sltn | ZST2 | PLN Generation Stock Mat | 005330120000792 | RUB;DTZ;F10L413F;01170858 | ZK5330 | BH | NORMAL | 0 | 0 | 0 | 0 | 1007 | HAR-Instalasi dan Mesin
7400 | UIW Sulselrabar | 7428 | PLN UP3 Makassar Selatan | 2180 | Gd Ar Mksar Sltn | ZST2 | PLN Generation Stock Mat | 005330120002073 | FTR;DTZ;F10L413F;1319263 | ZK5330 | BH | NORMAL | 0 | 0 | 0 | 0 | 1007 | HAR-Instalasi dan Mesin
7400 | UIW Sulselrabar | 7428 | PLN UP3 Makassar Selatan | 2180 | Gd Ar Mksar Sltn | ZST2 | PLN Generation Stock Mat | 005330120002435 | GASKET;DTZ;F6L912F;O1500201 | ZK5330 | BH | NORMAL | 0 | 0 | 0 | 0 | 1007 | HAR-Instalasi dan Mesin
7400 | UIW Sulselrabar | 7428 | PLN UP3 Makassar Selatan | 2180 | Gd Ar Mksar Sltn | ZST2 | PLN Generation Stock Mat | 005330120002628 | OIL SEAL REAR;DTZ;F10L413F;2414793 | ZK5330 | BH | NORMAL | 0 | 0 | 0 | 0 | 1007 | HAR-Instalasi dan Mesin
7400 | UIW Sulselrabar | 7428 | PLN UP3 Makassar Selatan | 2180 | Gd Ar Mksar Sltn | ZST2 | PLN Generation Stock Mat | 005330300002092 | GASKET;KOM;SAA6D125P400;6150K29900 | ZK5330 | BH | NORMAL | 0 | 0 | 0 | 0 | 1007 | HAR-Instalasi dan Mesin
7400 | UIW Sulselrabar | 7428 | PLN UP3 Makassar Selatan | 2180 | Gd Ar Mksar Sltn | ZST2 | PLN Generation Stock Mat | 005330970002618 | UNIV ACC;FREKUENSI MTR CSF400A2.A | ZK5330 | BH | NORMAL | 0 | 0 | 0 | 0 | 1007 | HAR-Instalasi dan Mesin
7400 | UIW Sulselrabar | 7428 | PLN UP3 Makassar Selatan | 2180 | Gd Ar Mksar Sltn | ZST2 | PLN Generation Stock Mat | 005330990000407 | GASKET SET;PRK;HT135P;3639487M1 | ZK5330 | BH | NORMAL | 0 | 0 | 0 | 0 | 1007 | HAR-Instalasi dan Mesin
7400 | UIW Sulselrabar | 7428 | PLN UP3 Makassar Selatan | 2180 | Gd Ar Mksar Sltn | ZST2 | PLN Generation Stock Mat | 005330990000408 | GASKET SET;PRK;HT135P;839239M91 | ZK5330 | BH | NORMAL | 0 | 0 | 0 | 0 | 1007 | HAR-Instalasi dan Mesin
7400 | UIW Sulselrabar | 7428 | PLN UP3 Makassar Selatan | 2180 | Gd Ar Mksar Sltn | ZST2 | PLN Generation Stock Mat | 005341120000020 | CLAMP CONE;DTZ;F10L413F;10L41311 | ZK5341 | BH | NORMAL | 0 | 0 | 0 | 0 | 1007 | HAR-Instalasi dan Mesin
7400 | UIW Sulselrabar | 7428 | PLN UP3 Makassar Selatan | 2180 | Gd Ar Mksar Sltn | ZST2 | PLN Generation Stock Mat | 005360120000019 | SPRG VLV;DTZ;F6L912F;03369305 | ZK5360 | BH | NORMAL | 0 | 0 | 0 | 0 | 1007 | HAR-Instalasi dan Mesin
7400 | UIW Sulselrabar | 7428 | PLN UP3 Makassar Selatan | 2180 | Gd Ar Mksar Sltn | ZST2 | PLN Generation Stock Mat | 005365120000064 | RUB SLEEVE;DTZ;F6L912F;1170858 | ZK5365 | BH | NORMAL | 0 | 0 | 0 | 0 | 1007 | HAR-Instalasi dan Mesin
7400 | UIW Sulselrabar | 7428 | PLN UP3 Makassar Selatan | 2180 | Gd Ar Mksar Sltn | ZST2 | PLN Generation Stock Mat | 005365120000115 | BUSH;DTZ;F10L413F;4143240 | ZK5365 | BH | NORMAL | 0 | 0 | 0 | 0 | 1007 | HAR-Instalasi dan Mesin
7400 | UIW Sulselrabar | 7428 | PLN UP3 Makassar Selatan | 2180 | Gd Ar Mksar Sltn | ZST2 | PLN Generation Stock Mat | 005365120000718 | DISC PLATE;DTZ;F6L912F;1500832 | ZK5365 | BH | NORMAL | 0 | 0 | 0 | 0 | 1007 | HAR-Instalasi dan Mesin
7400 | UIW Sulselrabar | 7428 | PLN UP3 Makassar Selatan | 2180 | Gd Ar Mksar Sltn | ZST2 | PLN Generation Stock Mat | 005365120000730 | INTRMDT RING;DTZ;F6L912F;1500831 | ZK5365 | BH | NORMAL | 0 | 0 | 0 | 0 | 1007 | HAR-Instalasi dan Mesin
7400 | UIW Sulselrabar | 7428 | PLN UP3 Makassar Selatan | 2180 | Gd Ar Mksar Sltn | ZST2 | PLN Generation Stock Mat | 005920970000321 | UNIV ACC;OHM SAKLAR | ZK5920 | BH | NORMAL | 0 | 0 | 0 | 0 | 1007 | HAR-Instalasi dan Mesin
7400 | UIW Sulselrabar | 7428 | PLN UP3 Makassar Selatan | 2180 | Gd Ar Mksar Sltn | ZST2 | PLN Generation Stock Mat | 005925300000034 | CB;THB;VKIRS;DSN2250CW2PDC250V | ZK5925 | BH | NORMAL | 0 | 0 | 0 | 0 | 1007 | HAR-Instalasi dan Mesin
7400 | UIW Sulselrabar | 7428 | PLN UP3 Makassar Selatan | 2180 | Gd Ar Mksar Sltn | ZST2 | PLN Generation Stock Mat | 005925300000040 | CB;THB;VKIRS;NF50CW2PDC25050A | ZK5925 | BH | NORMAL | 0 | 0 | 0 | 0 | 1007 | HAR-Instalasi dan Mesin
7400 | UIW Sulselrabar | 7428 | PLN UP3 Makassar Selatan | 2180 | Gd Ar Mksar Sltn | ZST2 | PLN Generation Stock Mat | 005940970000155 | CABLE ACC;CABLE SHOE CU-AL 240mm2; | ZK5940 | BH | NORMAL | 0 | 0 | 0 | 0 | 1007 | HAR-Instalasi dan Mesin
7400 | UIW Sulselrabar | 7428 | PLN UP3 Makassar Selatan | 2180 | Gd Ar Mksar Sltn | ZST2 | PLN Generation Stock Mat | 005940970000296 | CABLE ACC;SCHOEN I 4MM | ZK5940 | BH | NORMAL | 0 | 0 | 0 | 0 | 1007 | HAR-Instalasi dan Mesin
7400 | UIW Sulselrabar | 7428 | PLN UP3 Makassar Selatan | 2180 | Gd Ar Mksar Sltn | ZST2 | PLN Generation Stock Mat | 005940970000335 | CABLE ACC;CONECTOR RJ45 | ZK5940 | BH | NORMAL | 0 | 0 | 0 | 0 | 1007 | HAR-Instalasi dan Mesin
7400 | UIW Sulselrabar | 7428 | PLN UP3 Makassar Selatan | 2180 | Gd Ar Mksar Sltn | ZST2 | PLN Generation Stock Mat | 005945970000690 | RELAY ACC;AUX RELAY;MK2P1;220VAC | ZK5945 | BH | NORMAL | 0 | 0 | 0 | 0 | 1007 | HAR-Instalasi dan Mesin
7400 | UIW Sulselrabar | 7428 | PLN UP3 Makassar Selatan | 2180 | Gd Ar Mksar Sltn | ZST2 | PLN Generation Stock Mat | 005998970000403 | TOOL E;POWER LOGIC PM810 | ZK5998 | BH | NORMAL | 0 | 0 | 0 | 0 | 1005 | HAR-Persediaan Umum
7400 | UIW Sulselrabar | 7428 | PLN UP3 Makassar Selatan | 2180 | Gd Ar Mksar Sltn | ZST2 | PLN Generation Stock Mat | 005998970000532 | CARD;PCB HALL SENSOR M8400/8300 | ZK5998 | SET | NORMAL | 0 | 0 | 0 | 0 | 1007 | HAR-Instalasi dan Mesin
7400 | UIW Sulselrabar | 7428 | PLN UP3 Makassar Selatan | 2180 | Gd Ar Mksar Sltn | ZST2 | PLN Generation Stock Mat | 006110000000047 | CARD;GE;MARKV;DS200SDCCG5AHD | ZK6110 | BH | NORMAL | 0 | 0 | 0 | 0 | 1007 | HAR-Instalasi dan Mesin
7400 | UIW Sulselrabar | 7428 | PLN UP3 Makassar Selatan | 2180 | Gd Ar Mksar Sltn | ZST2 | PLN Generation Stock Mat | 006110510000032 | IGBT;GE;PG6581B;DS200IAXSG1A | ZK6110 | BH | NORMAL | 0 | 0 | 0 | 0 | 1007 | HAR-Instalasi dan Mesin
7400 | UIW Sulselrabar | 7428 | PLN UP3 Makassar Selatan | 2180 | Gd Ar Mksar Sltn | ZST2 | PLN Generation Stock Mat | 006115970000121 | UNIV ACC;GENERATOR MONITORING SR489 | ZK6115 | BH | NORMAL | 0 | 0 | 0 | 0 | 1007 | HAR-Instalasi dan Mesin
7400 | UIW Sulselrabar | 7428 | PLN UP3 Makassar Selatan | 2180 | Gd Ar Mksar Sltn | ZST2 | PLN Generation Stock Mat | 006120970000010 | TRF AUTO;STEP UP;110V/220V;1P;30VA;; | ZK6120 | BH | NORMAL | 0 | 0 | 0 | 0 | 1007 | HAR-Instalasi dan Mesin
7400 | UIW Sulselrabar | 7428 | PLN UP3 Makassar Selatan | 2180 | Gd Ar Mksar Sltn | ZST2 | PLN Generation Stock Mat | 006130970000126 | TOOL E;BATT CHARGER 24VDC 200A | ZK6130 | BH | NORMAL | 0 | 0 | 0 | 0 | 1007 | HAR-Instalasi dan Mesin
7400 | UIW Sulselrabar | 7428 | PLN UP3 Makassar Selatan | 2180 | Gd Ar Mksar Sltn | ZST2 | PLN Generation Stock Mat | 006135970000004 | UNIV ACC;BATTERY 12V 200AH | ZK6135 | BH | NORMAL | 0 | 0 | 0 | 0 | 1005 | HAR-Persediaan Umum
7400 | UIW Sulselrabar | 7428 | PLN UP3 Makassar Selatan | 2180 | Gd Ar Mksar Sltn | ZST2 | PLN Generation Stock Mat | 006135970000038 | UNIV ACC;BATTERY 12V 120AH | ZK6135 | BH | NORMAL | 0 | 0 | 0 | 0 | 1005 | HAR-Persediaan Umum
7400 | UIW Sulselrabar | 7428 | PLN UP3 Makassar Selatan | 2180 | Gd Ar Mksar Sltn | ZST2 | PLN Generation Stock Mat | 006140970000018 | UNIV ACC;BATTERY BANK 12V 200AH | ZK6140 | BH | NORMAL | 0 | 0 | 0 | 0 | 1007 | HAR-Instalasi dan Mesin
7400 | UIW Sulselrabar | 7428 | PLN UP3 Makassar Selatan | 2180 | Gd Ar Mksar Sltn | ZST2 | PLN Generation Stock Mat | 006145970000001 | CABLE ACC;CABLE TIES 10cm | ZK6145 | BH | NORMAL | 0 | 0 | 0 | 0 | 1007 | HAR-Instalasi dan Mesin
7400 | UIW Sulselrabar | 7428 | PLN UP3 Makassar Selatan | 2180 | Gd Ar Mksar Sltn | ZST2 | PLN Generation Stock Mat | 006145970000071 | CABLE ACC;ROLL CABLE 4ST 220V 50m | ZK6145 | ROL | NORMAL | 0 | 0 | 0 | 0 | 1007 | HAR-Instalasi dan Mesin
7400 | UIW Sulselrabar | 7428 | PLN UP3 Makassar Selatan | 2180 | Gd Ar Mksar Sltn | ZST2 | PLN Generation Stock Mat | 006350970000038 | PROBE ACC;MOUNTING ACC DTZ F10 | ZK6350 | BH | NORMAL | 0 | 0 | 0 | 0 | 1007 | HAR-Instalasi dan Mesin
7400 | UIW Sulselrabar | 7428 | PLN UP3 Makassar Selatan | 2180 | Gd Ar Mksar Sltn | ZST2 | PLN Generation Stock Mat | 006620140000001 | BUZZER;WRS;200V18PH1C;229025 | ZK6620 | BH | NORMAL | 0 | 0 | 0 | 0 | 1007 | HAR-Instalasi dan Mesin
7400 | UIW Sulselrabar | 7428 | PLN UP3 Makassar Selatan | 2180 | Gd Ar Mksar Sltn | ZST2 | PLN Generation Stock Mat | 006625970000563 | TOOL E;VOLTMETER DIGITAL DC | ZK6625 | SET | NORMAL | 0 | 0 | 0 | 0 | 1005 | HAR-Persediaan Umum
7400 | UIW Sulselrabar | 7428 | PLN UP3 Makassar Selatan | 2180 | Gd Ar Mksar Sltn | ZST2 | PLN Generation Stock Mat | 006625970000578 | UNIV ACC;LASER DISTANCE METER | ZK6625 | SET | NORMAL | 0 | 0 | 0 | 0 | 1007 | HAR-Instalasi dan Mesin
7400 | UIW Sulselrabar | 7428 | PLN UP3 Makassar Selatan | 2180 | Gd Ar Mksar Sltn | ZST2 | PLN Generation Stock Mat | 006625970000621 | TOOL E;SOLAR IRRADIANCE METER SSS 200R | ZK6625 | BH | NORMAL | 0 | 0 | 0 | 0 | 1007 | HAR-Instalasi dan Mesin
7400 | UIW Sulselrabar | 7428 | PLN UP3 Makassar Selatan | 2180 | Gd Ar Mksar Sltn | ZST2 | PLN Generation Stock Mat | 006640970000136 | TOOL L;MASK | ZK6640 | BH | NORMAL | 0 | 0 | 0 | 0 | 1007 | HAR-Instalasi dan Mesin
7400 | UIW Sulselrabar | 7428 | PLN UP3 Makassar Selatan | 2180 | Gd Ar Mksar Sltn | ZST2 | PLN Generation Stock Mat | 006685970000021 | PRESS GAUGE;0-10BAR;STEM MT;100mm | ZK6685 | BH | NORMAL | 0 | 0 | 0 | 0 | 1007 | HAR-Instalasi dan Mesin
7400 | UIW Sulselrabar | 7428 | PLN UP3 Makassar Selatan | 2180 | Gd Ar Mksar Sltn | ZST2 | PLN Generation Stock Mat | 006850970000287 | CHEM;GRINDING PASTE;CHEMICO | ZK6850 | BH | NORMAL | 0 | 0 | 0 | 0 | 1007 | HAR-Instalasi dan Mesin
7400 | UIW Sulselrabar | 7428 | PLN UP3 Makassar Selatan | 2180 | Gd Ar Mksar Sltn | ZST2 | PLN Generation Stock Mat | 006850970000332 | CHEM;ACTIVE CARBON;0.1% | ZK6850 | L | NORMAL | 0 | 0 | 0 | 0 | 1007 | HAR-Instalasi dan Mesin
7400 | UIW Sulselrabar | 7428 | PLN UP3 Makassar Selatan | 2180 | Gd Ar Mksar Sltn | ZST2 | PLN Generation Stock Mat | 009999970000132 | UNIV ACC;DISPOSAL GLOVE;RUBBER | ZK9999 | PSG | NORMAL | 0 | 0 | 0 | 0 | 1007 | HAR-Instalasi dan Mesin
7400 | UIW Sulselrabar | 7428 | PLN UP3 Makassar Selatan | 2180 | Gd Ar Mksar Sltn | ZST2 | PLN Generation Stock Mat | 009999970000211 | UNIV ACC;HANDY TALKY | ZK9999 | U | NORMAL | 0 | 0 | 0 | 0 | 1007 | HAR-Instalasi dan Mesin
7400 | UIW Sulselrabar | 7428 | PLN UP3 Makassar Selatan | 2180 | Gd Ar Mksar Sltn | ZST2 | PLN Generation Stock Mat | 009999970001335 | UNIV ACC;SURGE ARRESTER | ZK9999 | BH | NORMAL | 0 | 0 | 0 | 0 | 1007 | HAR-Instalasi dan Mesin
7400 | UIW Sulselrabar | 7428 | PLN UP3 Makassar Selatan | 2180 | Gd Ar Mksar Sltn | ZST2 | PLN Generation Stock Mat | 009999970001383 | UNIV ACC;WTR SEPARATOR YN21P01068R100DK | ZK9999 | BH | NORMAL | 0 | 0 | 0 | 0 | 1007 | HAR-Instalasi dan Mesin
7400 | UIW Sulselrabar | 7428 | PLN UP3 Makassar Selatan | 2180 | Gd Ar Mksar Sltn | ZST2 | PLN Generation Stock Mat | 009999970001596 | UNIV ACC;HYDRAULIC HOSE 1'' | ZK9999 | BH | NORMAL | 0 | 0 | 0 | 0 | 1007 | HAR-Instalasi dan Mesin
7400 | UIW Sulselrabar | 7428 | PLN UP3 Makassar Selatan | 2180 | Gd Ar Mksar Sltn | ZST2 | PLN Generation Stock Mat | 009999970002082 | UNIV ACC;TOOL KIT LISTRIK KW01-1090 | ZK9999 | BH | NORMAL | 0 | 0 | 0 | 0 | 1007 | HAR-Instalasi dan Mesin
7400 | UIW Sulselrabar | 7428 | PLN UP3 Makassar Selatan | 2180 | Gd Ar Mksar Sltn | ZST2 | PLN Generation Stock Mat | 009999970022194 | CABLE ACC;CABLE SCHOEN O 3MM | ZK9999 | EA | NORMAL | 0 | 0 | 0 | 0 | 1007 | HAR-Instalasi dan Mesin
7400 | UIW Sulselrabar | 7428 | PLN UP3 Makassar Selatan | 2180 | Gd Ar Mksar Sltn | ZST2 | PLN Generation Stock Mat | 009999970022196 | CABLE ACC;CABLE SCHOEN Y 3MM | ZK9999 | EA | NORMAL | 0 | 0 | 0 | 0 | 1007 | HAR-Instalasi dan Mesin
7400 | UIW Sulselrabar | 7428 | PLN UP3 Makassar Selatan | 2180 | Gd Ar Mksar Sltn | ZST2 | PLN Generation Stock Mat | 009999970022707 | TOOL M;MESIN BOR | ZK9999 | BH | NORMAL | 0 | 0 | 0 | 0 | 1007 | HAR-Instalasi dan Mesin
7400 | UIW Sulselrabar | 7428 | PLN UP3 Makassar Selatan | 2180 | Gd Ar Mksar Sltn | ZST2 | PLN Generation Stock Mat | 009999970022757 | TOOL E;VIBRATOR METER VT 8204 | ZK9999 | SET | NORMAL | 0 | 0 | 0 | 0 | 1007 | HAR-Instalasi dan Mesin
7400 | UIW Sulselrabar | 7428 | PLN UP3 Makassar Selatan | 2180 | Gd Ar Mksar Sltn | ZST2 | PLN Generation Stock Mat | 009999970023316 | UNIV ACC;FULL BODY HARNESS WITH LANYARD | ZK9999 | BH | NORMAL | 0 | 0 | 0 | 0 | 1007 | HAR-Instalasi dan Mesin
7400 | UIW Sulselrabar | 7428 | PLN UP3 Makassar Selatan | 2180 | Gd Ar Mksar Sltn | ZST2 | PLN Generation Stock Mat | 009999970023494 | UNIV ACC;MOTOR RODA 3 | ZK9999 | BH | NORMAL | 0 | 0 | 0 | 0 | 1007 | HAR-Instalasi dan Mesin
7400 | UIW Sulselrabar | 7428 | PLN UP3 Makassar Selatan | 2180 | Gd Ar Mksar Sltn | ZST2 | PLN Generation Stock Mat | 009999970023569 | TOOL M;GERGAJI | ZK9999 | BH | NORMAL | 0 | 0 | 0 | 0 | 1005 | HAR-Persediaan Umum
7400 | UIW Sulselrabar | 7428 | PLN UP3 Makassar Selatan | 2180 | Gd Ar Mksar Sltn | ZST2 | PLN Generation Stock Mat | 009999970024122 | TOOL M;PALU BESI KW0103110 | ZK9999 | BH | NORMAL | 0 | 0 | 0 | 0 | 1007 | HAR-Instalasi dan Mesin
7400 | UIW Sulselrabar | 7428 | PLN UP3 Makassar Selatan | 2180 | Gd Ar Mksar Sltn | ZST2 | PLN Generation Stock Mat | 009999970024123 | TOOL M;PALU KARET WPH3105B | ZK9999 | BH | NORMAL | 0 | 0 | 0 | 0 | 1007 | HAR-Instalasi dan Mesin
7400 | UIW Sulselrabar | 7428 | PLN UP3 Makassar Selatan |  |  | ZST1 | PLN Stock Materials | 000000002160052 | CUB ACC;SWITCH TRANSFER AUTOMATIC | ZM0216 | SET | NORMAL | 0 | 0 | 0 | 1 | 1001 | HAR-Switchgear&Jaringan